## About
CSCSCbPT Capacity Supply Curve | Kansas | 2026-08-21
| KS | State code (derived)
Sources: | Annual capacity additions by state, plant type and vintage
U.S. Energy Information Administration
Form EIA-860, 2025 Early Release -- Schedule 3.1 Generator Data
2025
https://www.eia.gov/electricity/data/eia860/
File 3_1_Generator_Y2025_Early_Release.xlsx, sheets 'Operable' (all statuses) and 'Retired and Canceled' (status RE only). Capacity read from the 'Summer Capacity (MW)' column, NOT nameplate, because EPS capacity is net summer and seeds are absolute MW. Nationally summer = 0.939 x nameplate. Collapsed to (state, plant type, year) additions by _stage_seed_additions.py because the raw sheets are ~43k rows; see the Provenance tab for byte size, SHA-256 and drop counts. Accessed 2026-08-05.
EIA plant type to EPS Electricity Source concordance
Energy Innovation (this repo)
outputs/build-cap-calibration/eia860_to_eps_source.csv
2026
https://www.eia.gov/electricity/data/eia860/
Reviewed mapping of (Technology, Prime Mover, Energy Source 1) to the 24 EPS Electricity Sources: 87 combos, 66 mapped and 21 excluded (storage, byproduct gases, waste heat, hydrogen fuel cells). Built and validated in Phase 0 of the build-cap calibration project; the stager hard-errors on any unmapped combo so a new EIA vintage cannot pass silently.
Minimum power plant capacity (MPPC) -- the seed floor
Energy Innovation
EPS state input data, <STATE>/elec/MPPC/MPPC.csv
2026
https://energyinnovation.org/energy-policy-simulator/
Cross-variable paste of a different EPS input's deployed values, embedded so the MAX(seed, MPPC) floor is visible in-sheet. Byte-identical in every state (it is the national file), and the EPS.mdl comment on CSCSCbPT requires seeds to be at least as large as MPPC for the same plant type. MPPC is explicitly NOT state work -- do not edit it here.
The default seed -- one value for every source and state
Energy Innovation (staff decision)
Seed-Capacity-Review-2026-08-21 (Robbie); Keys!uniform_seed_mw
2026
https://energyinnovation.org/energy-policy-simulator/
250 MW, adopted 2026-08-21 (D-CSC-14), replacing the 24-value per-technology vector of D-CSC-13. Not measured from a data source: it is a chosen entry rate of about one utility-scale project a year, on the reasoning that a seed sets how fast a technology can START, not how big one facility is. The retired vector let plant size set deployment rate (hydrogen CC 1,940 MW/yr vs hydrogen CT 430 MW/yr, same fuel and turbines, MPPC 100 MW for both) and meant wildly different things by state (1,940 MW/yr is 233% of Vermont's fleet, 1.1% of Texas's). Caveat: this is a judgement, not an observation -- there is no primary source to verify it against, and the D-CSC-13 derivations it supersedes are preserved in docs/methodology/CSC.md and qc/csc_default_value_validation_2026-08-17.md.
Notes:
What this file is | Per-state seed capacities for CSCSCbPT, the pre-model ramp basis in the EPS 4.0.6 capacity-expansion redesign. The seed sets BOTH the growth basis of the annual build soft cap AND the entry floor (Minimum Buildable Capacity for Plants). Because the entry floor sits outside the MIN with the hard cap, a too-large seed cannot be clipped by HCFoTC -- which is why the US values must not be copied into states.
Why not the US file | The US CSC-CSCSCbPT.csv encodes national annual-addition records (solar 30,000 MW, onshore wind 15,000 MW). Those are 2.3% and 1.1% of the national fleet but 3,416% and 1,708% of Vermont's. Copied verbatim into all 48 states they create a per-source build floor of 75,750 MW/yr, exceeding the entire 2025 fleet in 36 of 51 states.
Seed rule (flattened 2026-08-21) | Every source in every state gets the same default seed, Keys!uniform_seed_mw = 250 MW net summer, floored at MPPC: MAX(250, MPPC). The four sources the model builds at state-varying scale -- solar PV, onshore wind, natural gas combined cycle, natural gas peaker -- take MAX(state record, 250, MPPC), where the state record is its largest single-year addition 1990-2025 in net summer MW. The default is a FLOOR for those four, not a no-history fallback: Delaware's 2 MW wind record is raised to 250 rather than locking wind out at a 4 MW/yr ceiling. Keys column C says which group each source is in; nuclear is the only row where MPPC (500) binds above the default.
Why only four sources look at state history | A seed only does work where the model wants to build the source faster than the soft cap allows. Measured on the deployed tree, the other 20 fail that screen: 4 are prohibited by MPCbS in all 48 states (nuclear, hydro, crude oil, heavy fuel oil); 7 have never been built anywhere, so their state variation came from the analogue rather than from data (the four CCS types, SMR, both hydrogen types); 7 are not built new (hard coal, lignite, NG steam turbine, petroleum, MSW, solar thermal, biomass); and 2 are already near-uniform wherever permitted (offshore wind, geothermal). The four that remain carry 42-47 distinct values across the states and span roughly 3,400x, so one national value would cost a real ramp lag in the large states.
Known limitation -- no peak-load screen | decisions.md D10 calls for screening no-history seeds at 10-15% of state peak load. Not implemented: the threshold is an open staff decision (plan open question #4) and no state peak-load series exists in this repo. A largest-unit-ever proxy from EIA-860 was tested and rejected -- the retired-generator sheet omits pre-2002 retirements, so Vermont reads 65 MW (Vermont Yankee absent), biasing the screen down hardest in the small states where it would matter most. Consequence: small states can receive a one-project seed that is a large share of their fleet (Vermont NGCC 600 MW against an 878 MW fleet). Still 17x tighter than the US value it replaces.
Relation to D10 | D10 specifies MAX(state record, default). The 2026-08-17 build used the state record alone where a state had one, so a small record produced a small seed (Delaware wind 2 MW, a 4 MW/yr ceiling). D-CSC-14 restores the MAX, with 250 MW as the default arm, so no state is locked out of a technology by its own thin history. D10's other arm -- screening no-history seeds against state peak load -- is still not implemented; see the note below.
Basis | Net summer MW throughout, read from EIA-860's own Summer Capacity column. The Phase 0 panel used for other build-cap work is NAMEPLATE and is not used here: seeds are absolute MW compared against MPPC and fed to a build limit, so the basis has to match EPS. Summer runs 0.939 x nameplate nationally, which also rounds seeds down.
Status | INPUT FOR STAFF REVIEW -- not a deployed file and not an Energy Innovation position. Verify all numerical claims against the primary sources before any external use. Not yet gated by a paired BAU run; the first-project vector is unreviewed. See the Methodology tab for QC status and the Checks tab for live validation.

## Keys
category | key | value | description
window | year_min | 1990 | First vintage year counted in the demonstrated record
window | year_max | 2025 | Last vintage year (EIA-860 2025 Early Release)
convention | summer_over_nameplate | 0.939 | National ratio of summer to nameplate additions; recorded for reference, not applied (summer is read directly from the source)
qc | expected_seed_cells | 1152 | States x sources; the Checks tab compares its populated-cell count to this
qc | max_seed_review_mw | 50000 | Above this the largest single seed gets a REVIEW verdict rather than PASS
convention | flag_state_specific | yes | Keys state_specific value marking a source whose seed is derived per state
convention | flag_uniform | no | Keys state_specific value marking a source carrying one national seed everywhere
qc | n_state_specific_sources | 4 | How many of the 24 sources keep a state derivation (staff, 2026-08-17). The Checks tab counts the Keys flags and compares to this, so adding or removing a source from LIVE_SOURCES without a deliberate decision fails the gate.
qc | verdict_pass | PASS | Verdict label used by the Checks tab
qc | verdict_fail | FAIL | Verdict label used by the Checks tab
qc | verdict_review | REVIEW | Verdict label used by the Checks tab
qc | verdict_reference | REF | Verdict label for rows that report a reference number rather than testing anything
qc | not_computed_here | n/a -- see Methodology | Placeholder for a check deliberately not computed in-workbook (basis mismatch)
assumption | uniform_seed_mw | 250 | THE default seed, MW net summer, for every source in every state (D-CSC-14, staff 2026-08-21). Edit this ONE cell and all 24 default_seed_mw rows and every seed recompute in place -- no rebuild. It is an entry rate (~one utility-scale project a year), not a plant size; the ramp supplies the scaling. MPPC still floors above it where MPPC is larger (nuclear, 500 MW).
default_seed_mw | hard coal | 250 | Flat default seed, 250 MW in every state (D-CSC-14, staff 2026-08-21). Not a plant size: a seed is an entry rate, and the ramp (2 x seed in year one, then compounding at SCGF) supplies the scaling. Replaces the D-CSC-13 per-technology vector, which set deployment rate by facility size. On Calcs this row is the floor for every state; solar PV, onshore wind, NGCC and the gas peaker raise it where their own EIA-860 record is larger. MPPC still floors above it where MPPC is bigger -- nuclear only (500 MW).
default_seed_mw | natural gas steam turbine | 250 | Flat default seed, 250 MW in every state (D-CSC-14, staff 2026-08-21). Not a plant size: a seed is an entry rate, and the ramp (2 x seed in year one, then compounding at SCGF) supplies the scaling. Replaces the D-CSC-13 per-technology vector, which set deployment rate by facility size. On Calcs this row is the floor for every state; solar PV, onshore wind, NGCC and the gas peaker raise it where their own EIA-860 record is larger. MPPC still floors above it where MPPC is bigger -- nuclear only (500 MW).
default_seed_mw | natural gas combined cycle | 250 | Flat default seed, 250 MW in every state (D-CSC-14, staff 2026-08-21). Not a plant size: a seed is an entry rate, and the ramp (2 x seed in year one, then compounding at SCGF) supplies the scaling. Replaces the D-CSC-13 per-technology vector, which set deployment rate by facility size. On Calcs this row is the floor for every state; solar PV, onshore wind, NGCC and the gas peaker raise it where their own EIA-860 record is larger. MPPC still floors above it where MPPC is bigger -- nuclear only (500 MW).
default_seed_mw | nuclear | 250 | Flat default seed, 250 MW in every state (D-CSC-14, staff 2026-08-21). Not a plant size: a seed is an entry rate, and the ramp (2 x seed in year one, then compounding at SCGF) supplies the scaling. Replaces the D-CSC-13 per-technology vector, which set deployment rate by facility size. On Calcs this row is the floor for every state; solar PV, onshore wind, NGCC and the gas peaker raise it where their own EIA-860 record is larger. MPPC still floors above it where MPPC is bigger -- nuclear only (500 MW).
default_seed_mw | hydro | 250 | Flat default seed, 250 MW in every state (D-CSC-14, staff 2026-08-21). Not a plant size: a seed is an entry rate, and the ramp (2 x seed in year one, then compounding at SCGF) supplies the scaling. Replaces the D-CSC-13 per-technology vector, which set deployment rate by facility size. On Calcs this row is the floor for every state; solar PV, onshore wind, NGCC and the gas peaker raise it where their own EIA-860 record is larger. MPPC still floors above it where MPPC is bigger -- nuclear only (500 MW).
default_seed_mw | onshore wind | 250 | Flat default seed, 250 MW in every state (D-CSC-14, staff 2026-08-21). Not a plant size: a seed is an entry rate, and the ramp (2 x seed in year one, then compounding at SCGF) supplies the scaling. Replaces the D-CSC-13 per-technology vector, which set deployment rate by facility size. On Calcs this row is the floor for every state; solar PV, onshore wind, NGCC and the gas peaker raise it where their own EIA-860 record is larger. MPPC still floors above it where MPPC is bigger -- nuclear only (500 MW).
default_seed_mw | solar PV | 250 | Flat default seed, 250 MW in every state (D-CSC-14, staff 2026-08-21). Not a plant size: a seed is an entry rate, and the ramp (2 x seed in year one, then compounding at SCGF) supplies the scaling. Replaces the D-CSC-13 per-technology vector, which set deployment rate by facility size. On Calcs this row is the floor for every state; solar PV, onshore wind, NGCC and the gas peaker raise it where their own EIA-860 record is larger. MPPC still floors above it where MPPC is bigger -- nuclear only (500 MW).
default_seed_mw | solar thermal | 250 | Flat default seed, 250 MW in every state (D-CSC-14, staff 2026-08-21). Not a plant size: a seed is an entry rate, and the ramp (2 x seed in year one, then compounding at SCGF) supplies the scaling. Replaces the D-CSC-13 per-technology vector, which set deployment rate by facility size. On Calcs this row is the floor for every state; solar PV, onshore wind, NGCC and the gas peaker raise it where their own EIA-860 record is larger. MPPC still floors above it where MPPC is bigger -- nuclear only (500 MW).
default_seed_mw | biomass | 250 | Flat default seed, 250 MW in every state (D-CSC-14, staff 2026-08-21). Not a plant size: a seed is an entry rate, and the ramp (2 x seed in year one, then compounding at SCGF) supplies the scaling. Replaces the D-CSC-13 per-technology vector, which set deployment rate by facility size. On Calcs this row is the floor for every state; solar PV, onshore wind, NGCC and the gas peaker raise it where their own EIA-860 record is larger. MPPC still floors above it where MPPC is bigger -- nuclear only (500 MW).
default_seed_mw | geothermal | 250 | Flat default seed, 250 MW in every state (D-CSC-14, staff 2026-08-21). Not a plant size: a seed is an entry rate, and the ramp (2 x seed in year one, then compounding at SCGF) supplies the scaling. Replaces the D-CSC-13 per-technology vector, which set deployment rate by facility size. On Calcs this row is the floor for every state; solar PV, onshore wind, NGCC and the gas peaker raise it where their own EIA-860 record is larger. MPPC still floors above it where MPPC is bigger -- nuclear only (500 MW).
default_seed_mw | petroleum | 250 | Flat default seed, 250 MW in every state (D-CSC-14, staff 2026-08-21). Not a plant size: a seed is an entry rate, and the ramp (2 x seed in year one, then compounding at SCGF) supplies the scaling. Replaces the D-CSC-13 per-technology vector, which set deployment rate by facility size. On Calcs this row is the floor for every state; solar PV, onshore wind, NGCC and the gas peaker raise it where their own EIA-860 record is larger. MPPC still floors above it where MPPC is bigger -- nuclear only (500 MW).
default_seed_mw | natural gas peaker | 250 | Flat default seed, 250 MW in every state (D-CSC-14, staff 2026-08-21). Not a plant size: a seed is an entry rate, and the ramp (2 x seed in year one, then compounding at SCGF) supplies the scaling. Replaces the D-CSC-13 per-technology vector, which set deployment rate by facility size. On Calcs this row is the floor for every state; solar PV, onshore wind, NGCC and the gas peaker raise it where their own EIA-860 record is larger. MPPC still floors above it where MPPC is bigger -- nuclear only (500 MW).
default_seed_mw | lignite | 250 | Flat default seed, 250 MW in every state (D-CSC-14, staff 2026-08-21). Not a plant size: a seed is an entry rate, and the ramp (2 x seed in year one, then compounding at SCGF) supplies the scaling. Replaces the D-CSC-13 per-technology vector, which set deployment rate by facility size. On Calcs this row is the floor for every state; solar PV, onshore wind, NGCC and the gas peaker raise it where their own EIA-860 record is larger. MPPC still floors above it where MPPC is bigger -- nuclear only (500 MW).
default_seed_mw | offshore wind | 250 | Flat default seed, 250 MW in every state (D-CSC-14, staff 2026-08-21). Not a plant size: a seed is an entry rate, and the ramp (2 x seed in year one, then compounding at SCGF) supplies the scaling. Replaces the D-CSC-13 per-technology vector, which set deployment rate by facility size. On Calcs this row is the floor for every state; solar PV, onshore wind, NGCC and the gas peaker raise it where their own EIA-860 record is larger. MPPC still floors above it where MPPC is bigger -- nuclear only (500 MW).
default_seed_mw | crude oil | 250 | Flat default seed, 250 MW in every state (D-CSC-14, staff 2026-08-21). Not a plant size: a seed is an entry rate, and the ramp (2 x seed in year one, then compounding at SCGF) supplies the scaling. Replaces the D-CSC-13 per-technology vector, which set deployment rate by facility size. On Calcs this row is the floor for every state; solar PV, onshore wind, NGCC and the gas peaker raise it where their own EIA-860 record is larger. MPPC still floors above it where MPPC is bigger -- nuclear only (500 MW).
default_seed_mw | heavy or residual fuel oil | 250 | Flat default seed, 250 MW in every state (D-CSC-14, staff 2026-08-21). Not a plant size: a seed is an entry rate, and the ramp (2 x seed in year one, then compounding at SCGF) supplies the scaling. Replaces the D-CSC-13 per-technology vector, which set deployment rate by facility size. On Calcs this row is the floor for every state; solar PV, onshore wind, NGCC and the gas peaker raise it where their own EIA-860 record is larger. MPPC still floors above it where MPPC is bigger -- nuclear only (500 MW).
default_seed_mw | municipal solid waste | 250 | Flat default seed, 250 MW in every state (D-CSC-14, staff 2026-08-21). Not a plant size: a seed is an entry rate, and the ramp (2 x seed in year one, then compounding at SCGF) supplies the scaling. Replaces the D-CSC-13 per-technology vector, which set deployment rate by facility size. On Calcs this row is the floor for every state; solar PV, onshore wind, NGCC and the gas peaker raise it where their own EIA-860 record is larger. MPPC still floors above it where MPPC is bigger -- nuclear only (500 MW).
default_seed_mw | hard coal w CCS | 250 | Flat default seed, 250 MW in every state (D-CSC-14, staff 2026-08-21). Not a plant size: a seed is an entry rate, and the ramp (2 x seed in year one, then compounding at SCGF) supplies the scaling. Replaces the D-CSC-13 per-technology vector, which set deployment rate by facility size. On Calcs this row is the floor for every state; solar PV, onshore wind, NGCC and the gas peaker raise it where their own EIA-860 record is larger. MPPC still floors above it where MPPC is bigger -- nuclear only (500 MW).
default_seed_mw | natural gas combined cycle w CCS | 250 | Flat default seed, 250 MW in every state (D-CSC-14, staff 2026-08-21). Not a plant size: a seed is an entry rate, and the ramp (2 x seed in year one, then compounding at SCGF) supplies the scaling. Replaces the D-CSC-13 per-technology vector, which set deployment rate by facility size. On Calcs this row is the floor for every state; solar PV, onshore wind, NGCC and the gas peaker raise it where their own EIA-860 record is larger. MPPC still floors above it where MPPC is bigger -- nuclear only (500 MW).
default_seed_mw | biomass w CCS | 250 | Flat default seed, 250 MW in every state (D-CSC-14, staff 2026-08-21). Not a plant size: a seed is an entry rate, and the ramp (2 x seed in year one, then compounding at SCGF) supplies the scaling. Replaces the D-CSC-13 per-technology vector, which set deployment rate by facility size. On Calcs this row is the floor for every state; solar PV, onshore wind, NGCC and the gas peaker raise it where their own EIA-860 record is larger. MPPC still floors above it where MPPC is bigger -- nuclear only (500 MW).
default_seed_mw | lignite w CCS | 250 | Flat default seed, 250 MW in every state (D-CSC-14, staff 2026-08-21). Not a plant size: a seed is an entry rate, and the ramp (2 x seed in year one, then compounding at SCGF) supplies the scaling. Replaces the D-CSC-13 per-technology vector, which set deployment rate by facility size. On Calcs this row is the floor for every state; solar PV, onshore wind, NGCC and the gas peaker raise it where their own EIA-860 record is larger. MPPC still floors above it where MPPC is bigger -- nuclear only (500 MW).
default_seed_mw | small modular reactor | 250 | Flat default seed, 250 MW in every state (D-CSC-14, staff 2026-08-21). Not a plant size: a seed is an entry rate, and the ramp (2 x seed in year one, then compounding at SCGF) supplies the scaling. Replaces the D-CSC-13 per-technology vector, which set deployment rate by facility size. On Calcs this row is the floor for every state; solar PV, onshore wind, NGCC and the gas peaker raise it where their own EIA-860 record is larger. MPPC still floors above it where MPPC is bigger -- nuclear only (500 MW).
default_seed_mw | hydrogen combustion turbine | 250 | Flat default seed, 250 MW in every state (D-CSC-14, staff 2026-08-21). Not a plant size: a seed is an entry rate, and the ramp (2 x seed in year one, then compounding at SCGF) supplies the scaling. Replaces the D-CSC-13 per-technology vector, which set deployment rate by facility size. On Calcs this row is the floor for every state; solar PV, onshore wind, NGCC and the gas peaker raise it where their own EIA-860 record is larger. MPPC still floors above it where MPPC is bigger -- nuclear only (500 MW).
default_seed_mw | hydrogen combined cycle | 250 | Flat default seed, 250 MW in every state (D-CSC-14, staff 2026-08-21). Not a plant size: a seed is an entry rate, and the ramp (2 x seed in year one, then compounding at SCGF) supplies the scaling. Replaces the D-CSC-13 per-technology vector, which set deployment rate by facility size. On Calcs this row is the floor for every state; solar PV, onshore wind, NGCC and the gas peaker raise it where their own EIA-860 record is larger. MPPC still floors above it where MPPC is bigger -- nuclear only (500 MW).
state_specific | hard coal | no | Seed is MAX(uniform_seed_mw, MPPC), identical in all 48 states
state_specific | natural gas steam turbine | no | Seed is MAX(uniform_seed_mw, MPPC), identical in all 48 states
state_specific | natural gas combined cycle | yes | Seed is MAX(this state's own EIA-860 record, uniform_seed_mw, MPPC) -- the state record can only raise it
state_specific | nuclear | no | Seed is MAX(uniform_seed_mw, MPPC), identical in all 48 states
state_specific | hydro | no | Seed is MAX(uniform_seed_mw, MPPC), identical in all 48 states
state_specific | onshore wind | yes | Seed is MAX(this state's own EIA-860 record, uniform_seed_mw, MPPC) -- the state record can only raise it
state_specific | solar PV | yes | Seed is MAX(this state's own EIA-860 record, uniform_seed_mw, MPPC) -- the state record can only raise it
state_specific | solar thermal | no | Seed is MAX(uniform_seed_mw, MPPC), identical in all 48 states
state_specific | biomass | no | Seed is MAX(uniform_seed_mw, MPPC), identical in all 48 states
state_specific | geothermal | no | Seed is MAX(uniform_seed_mw, MPPC), identical in all 48 states
state_specific | petroleum | no | Seed is MAX(uniform_seed_mw, MPPC), identical in all 48 states
state_specific | natural gas peaker | yes | Seed is MAX(this state's own EIA-860 record, uniform_seed_mw, MPPC) -- the state record can only raise it
state_specific | lignite | no | Seed is MAX(uniform_seed_mw, MPPC), identical in all 48 states
state_specific | offshore wind | no | Seed is MAX(uniform_seed_mw, MPPC), identical in all 48 states
state_specific | crude oil | no | Seed is MAX(uniform_seed_mw, MPPC), identical in all 48 states
state_specific | heavy or residual fuel oil | no | Seed is MAX(uniform_seed_mw, MPPC), identical in all 48 states
state_specific | municipal solid waste | no | Seed is MAX(uniform_seed_mw, MPPC), identical in all 48 states
state_specific | hard coal w CCS | no | Seed is MAX(uniform_seed_mw, MPPC), identical in all 48 states
state_specific | natural gas combined cycle w CCS | no | Seed is MAX(uniform_seed_mw, MPPC), identical in all 48 states
state_specific | biomass w CCS | no | Seed is MAX(uniform_seed_mw, MPPC), identical in all 48 states
state_specific | lignite w CCS | no | Seed is MAX(uniform_seed_mw, MPPC), identical in all 48 states
state_specific | small modular reactor | no | Seed is MAX(uniform_seed_mw, MPPC), identical in all 48 states
state_specific | hydrogen combustion turbine | no | Seed is MAX(uniform_seed_mw, MPPC), identical in all 48 states
state_specific | hydrogen combined cycle | no | Seed is MAX(uniform_seed_mw, MPPC), identical in all 48 states
state | AL | AL | Alabama
state | AR | AR | Arkansas
state | AZ | AZ | Arizona
state | CA | CA | California
state | CO | CO | Colorado
state | CT | CT | Connecticut
state | DE | DE | Delaware
state | FL | FL | Florida
state | GA | GA | Georgia
state | IA | IA | Iowa
state | ID | ID | Idaho
state | IL | IL | Illinois
state | IN | IN | Indiana
state | KS | KS | Kansas
state | KY | KY | Kentucky
state | LA | LA | Louisiana
state | MA | MA | Massachusetts
state | MD | MD | Maryland
state | ME | ME | Maine
state | MI | MI | Michigan
state | MN | MN | Minnesota
state | MO | MO | Missouri
state | MS | MS | Mississippi
state | MT | MT | Montana
state | NC | NC | North Carolina
state | ND | ND | North Dakota
state | NE | NE | Nebraska
state | NH | NH | New Hampshire
state | NJ | NJ | New Jersey
state | NM | NM | New Mexico
state | NV | NV | Nevada
state | NY | NY | New York
state | OH | OH | Ohio
state | OK | OK | Oklahoma
state | OR | OR | Oregon
state | PA | PA | Pennsylvania
state | RI | RI | Rhode Island
state | SC | SC | South Carolina
state | SD | SD | South Dakota
state | TN | TN | Tennessee
state | TX | TX | Texas
state | UT | UT | Utah
state | VA | VA | Virginia
state | VT | VT | Vermont
state | WA | WA | Washington
state | WI | WI | Wisconsin
state | WV | WV | West Virginia
state | WY | WY | Wyoming

## Methodology
CSCSCbPT Methodology
Deliverable | One seed capacity (MW, net summer) per state per EPS Electricity Source, written to <STATE>/elec/CSC/CSC-CSCSCbPT.csv. Row order matches eps-us exactly, including the 'solar PV' capitalisation, because EPS reads these files positionally via GET DIRECT CONSTANTS -- do not sort or re-case the rows.
Tab-by-tab derivation | Keys holds every constant (window years, first-project vector, the state_specific flag per source, MPPC, state codes) so no formula contains a bare string or number. EIA860_additions is the staged source, one row per (state, plant type, vintage year) with a nonzero addition, plus a LOWER() helper column for case-insensitive matching. MPPC_ref embeds the deployed MPPC vector. Calcs holds three stacked blocks: A demonstrated record, B first-project and MPPC (two national rows), C the seed. Block A carries formulas ONLY in the four state-specific columns -- a blank there means the source takes its national value straight from block B. MPCbS is not read at all (D-CSC-12). Checks validates. CSC-CSCSCbPT is the export view for the state named in About!B1.
Block A -- demonstrated record | MAXIFS over the staged additions: the largest single-year addition of that source in that state between Keys year_min and year_max. Returns 0 when the state has never built the source, which is what routes the cell to the first-project size. State-specific sources only.
Decision D-CSC-14, 2026-08-21 -- one flat default seed of 250 MW | Staff decision (Robbie, Seed-Capacity-Review-2026-08-21). Replaces the 24-value per-technology default vector of D-CSC-13 with a single number, Keys!uniform_seed_mw. Two problems it fixes. (1) The old values were plant sizes, so facility engineering set deployment rate: hydrogen combined cycle got 1,940 MW/yr and a hydrogen CT 430, same fuel and turbine vendors, with MPPC saying 100 MW for both -- and if anything big bespoke plants deploy more slowly, not faster. (2) A fixed MW/yr means different things by state: 1,940 MW/yr of hydrogen is 233% of Vermont's fleet and 1.1% of Texas's, and gas-CCS at 700 MW/yr is 24% of Delaware's, which is why DE and NH converted most of their gas fleet to CCS in a single year. The four state-specific sources also changed direction: the default is now a FLOOR under the state record rather than a fallback for states with none, so Delaware's 2 MW wind record no longer produces a 4 MW/yr ceiling. Expect small-state hydrogen, geothermal, CCS and offshore wind to fall sharply, Arkansas wind to grow at solar's expense, and Maine geothermal to drop well below the 78% of state generation it currently supplies; established wind and solar in TX, AZ, IA and AR must be UNCHANGED -- that is the regression check. No state-size term in the seed by design: pacing lives in CSCSoCECBiaSY. The D-CSC-13 derivations are not deleted -- they are preserved in docs/methodology/CSC.md and qc/csc_default_value_validation_2026-08-17.md.
Decision D-CSC-12, 2026-08-17 -- MPCbS removed from the calculation | The seed used to clamp at a finite MPCbS. Dropped, along with the MPCbS_ref tab. Two reasons. (1) It never bound: 0 of the 192 state-specific pairs, the closest being RI onshore wind at 1.3% of its cap -- structural, because MPCbS is a STOCK ceiling in the tens of GW while the seed is one year's addition. (2) EPS enforces it directly and later: Max Capacity Buildable This Year = MIN(MPCbS - surviving capacity, build limit), so the model intersects the build limit with the remaining headroom every year no matter what the seed says. Consequence, accepted by staff: prohibited sources now carry a populated seed (offshore wind reads 800 MW in landlocked states). The model ignores it; the methodology doc, not the sheet, is where that is explained.
Decision 2026-08-05 -- basis is net summer | Read from EIA-860's own Summer Capacity column rather than derating the nameplate Phase 0 panel. Seeds are absolute MW compared against MPPC and fed to a build limit, so they must be on EPS's basis. No invented derate; summer runs 0.939 x nameplate nationally, which also rounds seeds down per D10's risk asymmetry.
Decision D-CSC-11, 2026-08-17 -- uniform seeds outside the four live sources | Staff decision. Replaces the analogue map (retired) and the per-state derivation for 20 of 24 sources. Rationale on the About tab. The uniform value is the national first-project size floored at MPPC, which is what the previous build already fell back to for any state with no history. SUPERSEDED IN PART by D-CSC-14: the uniform GROUPING stands, but the value is now one flat 250 MW rather than a per-technology vector. Some uniform values rise against what was deployed (biomass 27 -> 50 MW at the median, nuclear 500 -> 1,100, hydro 1 -> 50): safe, because the seed floors the build LIMIT, not the build. A 50 MW floor does not make a state build 50 MW of biomass unless the economics already want it. The rows where a large uniform floor WOULD be dangerous in a small state -- nuclear, hydro, offshore wind, hard coal, lignite -- are blocked by MPCbS = 0 in every state that is not already building them.
Retired 2026-08-17 -- the analogue map | Four CCS types inherited their unabated parent, hydrogen CT the gas peaker, hydrogen CC the NGCC. Its only job was to give never-built types a state-varying seed; all those sources are now uniform, so nothing consumed it. The reasoning is preserved in docs/methodology/CSC.md sections 8 and 9 -- read it before reintroducing a state derivation for any never-built source.
Known caveat -- no peak-load screen | See the About tab. D10 wants 10-15% of state peak load for no-history sources; the threshold is an open staff decision and no peak series exists in this repo. The largest-unit-ever proxy was tested and rejected because EIA-860's retired sheet omits pre-2002 retirements (Vermont reads 65 MW with Vermont Yankee absent). Small states can therefore carry a one-project seed that is a large share of their fleet.
Known caveat -- retired-sheet coverage | Additions are unaffected (they come from operating years, which are complete), but any comparison of a seed to a historical FLEET level inherits Phase 0's caveat that pre-2002 retirements are missing.
QC status | Checks tab is live in-workbook. An independent Python replica (qc/csc_replica_qc.py) re-derives every cell from the staged source and the published rule rather than from this builder. NOT yet gated by a paired BAU run -- per the CRpUNL precedent that gate is required before deploy. The 250 MW default is a staff judgement, not a measured quantity; the regression check that matters is that established wind and solar in TX, AZ, IA and AR are unchanged from the 2026-08-17 deployed values.
Not final | Input for staff review. Not an Energy Innovation position. Verify numbers against primary sources before external use.

## Provenance
Staging provenance -- EIA-860 additions table
CSCSCbPT seed staging provenance
- Raw file: sources/raw/eia860_2025er/3_1_Generator_Y2025_Early_Release.xlsx
- Bytes: 11,086,120
- SHA-256: 0513a75bba11546b6a6c63118a3809e9c3097b63b6ecd2c3a6c909e4f4992eca
- Sheets read: Operable (all statuses), Retired and Canceled (status RE only)
- Generators contributing an addition in 1990-2025: 20,778
- Output rows (nonzero (state, source, year) additions): 3,562
- Capacity basis: Summer Capacity (MW) (EIA-860 col R) to match EPS net summer
- Total staged additions: 793,276 MW summer vs 845,078 MW nameplate (summer = 0.939 x nameplate)
Drops / fallbacks
- missing operating year or state: 2 generators, 2 MW
- summer blank -> nameplate used: 166 generators, 12,934 MW

## EIA860_additions
state | eps_source | year | mw_added_summer | mw_added_nameplate | source_key
AK | biomass | 2012 | 5.6 | 9.2 | biomass
AK | biomass | 2013 | 1.4 | 2.3 | biomass
AK | hard coal | 2020 | 17 | 17 | hard coal
AK | hard coal | 2025 | 9 | 10 | hard coal
AK | hydro | 1990 | 31 | 31 | hydro
AK | hydro | 1991 | 127 | 127.2 | hydro
AK | hydro | 1995 | 4.8 | 5.3 | hydro
AK | hydro | 1997 | 4 | 4 | hydro
AK | hydro | 1998 | 0.8 | 0.8 | hydro
AK | hydro | 2001 | 5.6 | 6 | hydro
AK | hydro | 2005 | 1.9 | 2 | hydro
AK | hydro | 2008 | 3 | 3 | hydro
AK | hydro | 2009 | 15.1 | 15.1 | hydro
AK | hydro | 2014 | 27.1 | 27.1 | hydro
AK | hydro | 2015 | 4.8 | 4.8 | hydro
AK | hydro | 2016 | 6.5 | 6.5 | hydro
AK | hydro | 2017 | 0.4 | 0.4 | hydro
AK | hydro | 2021 | 5 | 5 | hydro
AK | hydro | 2023 | 1.8 | 1.8 | hydro
AK | lignite | 1998 | 50 | 62 | lignite
AK | natural gas combined cycle | 2013 | 207.7 | 243.9 | natural gas combined cycle
AK | natural gas combined cycle | 2017 | 129 | 151.7 | natural gas combined cycle
AK | natural gas peaker | 1992 | 1.6 | 1.6 | natural gas peaker
AK | natural gas peaker | 1994 | 3 | 3 | natural gas peaker
AK | natural gas peaker | 1996 | 4.8 | 4.8 | natural gas peaker
AK | natural gas peaker | 2001 | 5 | 5 | natural gas peaker
AK | natural gas peaker | 2003 | 3 | 3.4 | natural gas peaker
AK | natural gas peaker | 2006 | 2.6 | 2.8 | natural gas peaker
AK | natural gas peaker | 2007 | 29.3 | 48.9 | natural gas peaker
AK | natural gas peaker | 2008 | 6.1 | 6.8 | natural gas peaker
AK | natural gas peaker | 2009 | 4.5 | 5.2 | natural gas peaker
AK | natural gas peaker | 2010 | 0.6 | 0.6 | natural gas peaker
AK | natural gas peaker | 2013 | 0.6 | 0.6 | natural gas peaker
AK | natural gas peaker | 2014 | 57.8 | 65 | natural gas peaker
AK | natural gas peaker | 2015 | 165 | 171 | natural gas peaker
AK | onshore wind | 1997 | 0.2 | 0.2 | onshore wind
AK | onshore wind | 1999 | 1.5 | 1.5 | onshore wind
AK | onshore wind | 2002 | 0.2 | 0.2 | onshore wind
AK | onshore wind | 2005 | 0.3 | 0.3 | onshore wind
AK | onshore wind | 2006 | 0.5 | 0.5 | onshore wind
AK | onshore wind | 2008 | 0.1 | 0.1 | onshore wind
AK | onshore wind | 2009 | 5.4 | 5.4 | onshore wind
AK | onshore wind | 2011 | 0.4 | 1 | onshore wind
AK | onshore wind | 2012 | 24.3 | 24.3 | onshore wind
AK | onshore wind | 2013 | 27.3 | 27.3 | onshore wind
AK | onshore wind | 2015 | 0.8 | 0.8 | onshore wind
AK | petroleum | 1990 | 20 | 22.6 | petroleum
AK | petroleum | 1991 | 16.3 | 16.7 | petroleum
AK | petroleum | 1992 | 6.7 | 6.7 | petroleum
AK | petroleum | 1993 | 11.65 | 12.2 | petroleum
AK | petroleum | 1994 | 33.1 | 41.2 | petroleum
AK | petroleum | 1995 | 5.16 | 5.1 | petroleum
AK | petroleum | 1996 | 6.3 | 6.2 | petroleum
AK | petroleum | 1997 | 2.75 | 2.9 | petroleum
AK | petroleum | 1998 | 17.7 | 18.1 | petroleum
AK | petroleum | 1999 | 11.42 | 11.5 | petroleum
AK | petroleum | 2000 | 36.4 | 38.2 | petroleum
AK | petroleum | 2001 | 6.1 | 6.4 | petroleum
AK | petroleum | 2002 | 13 | 13.5 | petroleum
AK | petroleum | 2003 | 9.6 | 10.1 | petroleum
AK | petroleum | 2004 | 7.8 | 7.8 | petroleum
AK | petroleum | 2005 | 16 | 16 | petroleum
AK | petroleum | 2006 | 12.9 | 13 | petroleum
AK | petroleum | 2007 | 65.6 | 74.4 | petroleum
AK | petroleum | 2008 | 9.25 | 9.3 | petroleum
AK | petroleum | 2009 | 9.25 | 9.5 | petroleum
AK | petroleum | 2010 | 27.5 | 29.8 | petroleum
AK | petroleum | 2011 | 5 | 5.9 | petroleum
AK | petroleum | 2012 | 11.5 | 12 | petroleum
AK | petroleum | 2013 | 6.5 | 6.5 | petroleum
AK | petroleum | 2014 | 17.8 | 18.2 | petroleum
AK | petroleum | 2015 | 12.8 | 14.1 | petroleum
AK | petroleum | 2016 | 28.85 | 48.1 | petroleum
AK | petroleum | 2017 | 12.9 | 12.9 | petroleum
AK | petroleum | 2018 | 1.8 | 1.8 | petroleum
AK | petroleum | 2019 | 15.9 | 16.5 | petroleum
AK | petroleum | 2020 | 5.2 | 5.2 | petroleum
AK | petroleum | 2021 | 3.95 | 4 | petroleum
AK | petroleum | 2022 | 8 | 7.9 | petroleum
AK | petroleum | 2023 | 9.05 | 9.2 | petroleum
AK | petroleum | 2024 | 2.95 | 3 | petroleum
AK | petroleum | 2025 | 3.9 | 3.9 | petroleum
AK | solar pv | 2020 | 0.8 | 0.8 | solar pv
AK | solar pv | 2023 | 6.9 | 6.9 | solar pv
AL | biomass | 1990 | 55.5 | 55.5 | biomass
AL | biomass | 1991 | 68.7 | 69 | biomass
AL | biomass | 1993 | 37.4 | 47.2 | biomass
AL | biomass | 1996 | 15.3 | 15.6 | biomass
AL | biomass | 2003 | 16 | 19 | biomass
AL | biomass | 2007 | 24.9 | 25.9 | biomass
AL | biomass | 2010 | 0.8 | 0.8 | biomass
AL | biomass | 2011 | 0.8 | 0.8 | biomass
AL | biomass | 2013 | 4.8 | 4.8 | biomass
AL | biomass | 2014 | 34.9 | 34.9 | biomass
AL | biomass | 2017 | 56 | 75 | biomass
AL | biomass | 2019 | 29.4 | 40.3 | biomass
AL | hard coal | 1991 | 704 | 705.5 | hard coal
AL | hydro | 2005 | 18.6 | 18.6 | hydro
AL | natural gas combined cycle | 1993 | 11.1 | 12 | natural gas combined cycle
AL | natural gas combined cycle | 1994 | 55.2 | 55.2 | natural gas combined cycle
AL | natural gas combined cycle | 1996 | 109 | 107 | natural gas combined cycle
AL | natural gas combined cycle | 1999 | 184.5 | 219.5 | natural gas combined cycle
AL | natural gas combined cycle | 2000 | 1367.2 | 1388.2 | natural gas combined cycle
AL | natural gas combined cycle | 2001 | 230 | 280 | natural gas combined cycle
AL | natural gas combined cycle | 2002 | 3221.6 | 3445.6 | natural gas combined cycle
AL | natural gas combined cycle | 2003 | 3030.8 | 3131.9 | natural gas combined cycle
AL | natural gas combined cycle | 2004 | 163 | 210 | natural gas combined cycle
AL | natural gas combined cycle | 2008 | 658.2 | 688.1 | natural gas combined cycle
AL | natural gas combined cycle | 2010 | 752.7 | 822.8 | natural gas combined cycle
AL | natural gas combined cycle | 2023 | 1324 | 1506.7 | natural gas combined cycle
AL | natural gas peaker | 1992 | 3 | 3.4 | natural gas peaker
AL | natural gas peaker | 1995 | 406 | 400 | natural gas peaker
AL | natural gas peaker | 1996 | 334 | 320 | natural gas peaker
AL | natural gas peaker | 1998 | 241 | 251 | natural gas peaker
AL | natural gas peaker | 1999 | 100 | 103 | natural gas peaker
AL | natural gas peaker | 2003 | 704 | 748 | natural gas peaker
AL | natural gas peaker | 2004 | 95 | 98.6 | natural gas peaker
AL | natural gas peaker | 2010 | 335 | 340 | natural gas peaker
AL | natural gas peaker | 2019 | 43.6 | 50 | natural gas peaker
AL | natural gas peaker | 2023 | 663 | 693.6 | natural gas peaker
AL | natural gas steam turbine | 2023 | 26.8 | 28.8 | natural gas steam turbine
AL | petroleum | 1995 | 2.4 | 2 | petroleum
AL | petroleum | 1996 | 1.2 | 1 | petroleum
AL | petroleum | 1997 | 1.9 | 1.6 | petroleum
AL | petroleum | 1998 | 14 | 14 | petroleum
AL | petroleum | 2000 | 3.6 | 4 | petroleum
AL | petroleum | 2002 | 3.5 | 4 | petroleum
AL | solar pv | 2015 | 30 | 30 | solar pv
AL | solar pv | 2016 | 75 | 75 | solar pv
AL | solar pv | 2017 | 104.4 | 107.2 | solar pv
AL | solar pv | 2018 | 14.7 | 14.7 | solar pv
AL | solar pv | 2021 | 227 | 227 | solar pv
AL | solar pv | 2023 | 180 | 180 | solar pv
AL | solar pv | 2024 | 32.4 | 32.4 | solar pv
AL | solar pv | 2025 | 80 | 80 | solar pv
AR | biomass | 1991 | 71 | 90 | biomass
AR | biomass | 2006 | 4.8 | 4.8 | biomass
AR | biomass | 2010 | 4 | 4 | biomass
AR | biomass | 2017 | 0.8 | 0.8 | biomass
AR | hard coal | 2010 | 680 | 720 | hard coal
AR | hard coal | 2012 | 650 | 609 | hard coal
AR | hydro | 1992 | 1.3 | 1.3 | hydro
AR | hydro | 1993 | 17 | 32.4 | hydro
AR | hydro | 1999 | 35 | 102.6 | hydro
AR | hydro | 2006 | 4.3 | 4.3 | hydro
AR | hydro | 2007 | 7.8 | 7.8 | hydro
AR | natural gas combined cycle | 2001 | 179 | 230.4 | natural gas combined cycle
AR | natural gas combined cycle | 2002 | 1606 | 1440.3 | natural gas combined cycle
AR | natural gas combined cycle | 2003 | 3456.6 | 2428 | natural gas combined cycle
AR | natural gas combined cycle | 2005 | 433.4 | 504 | natural gas combined cycle
AR | natural gas combined cycle | 2006 | 208.1 | 242 | natural gas combined cycle
AR | natural gas combined cycle | 2007 | 478 | 679.1 | natural gas combined cycle
AR | natural gas peaker | 1990 | 13.6 | 13.6 | natural gas peaker
AR | natural gas peaker | 1993 | 4 | 4 | natural gas peaker
AR | natural gas peaker | 1999 | 39 | 45.9 | natural gas peaker
AR | natural gas peaker | 2000 | 46 | 60.5 | natural gas peaker
AR | natural gas peaker | 2001 | 171 | 174 | natural gas peaker
AR | natural gas peaker | 2003 | 46 | 57.4 | natural gas peaker
AR | natural gas peaker | 2007 | 340 | 409.5 | natural gas peaker
AR | natural gas peaker | 2009 | 1.3 | 1.3 | natural gas peaker
AR | natural gas peaker | 2010 | 40 | 44 | natural gas peaker
AR | natural gas peaker | 2013 | 20 | 22 | natural gas peaker
AR | natural gas peaker | 2016 | 5.2 | 5.6 | natural gas peaker
AR | onshore wind | 2025 | 135 | 144 | onshore wind
AR | petroleum | 1991 | 0.2 | 0.3 | petroleum
AR | petroleum | 1992 | 3.2 | 3.2 | petroleum
AR | petroleum | 1993 | 1.6 | 1.6 | petroleum
AR | petroleum | 1999 | 4.8 | 4.8 | petroleum
AR | solar pv | 2015 | 12 | 12 | solar pv
AR | solar pv | 2016 | 1 | 1 | solar pv
AR | solar pv | 2017 | 6 | 6 | solar pv
AR | solar pv | 2018 | 84 | 84 | solar pv
AR | solar pv | 2019 | 16.2 | 16.2 | solar pv
AR | solar pv | 2020 | 107.5 | 107.5 | solar pv
AR | solar pv | 2021 | 17.7 | 17.7 | solar pv
AR | solar pv | 2022 | 116.1 | 116.1 | solar pv
AR | solar pv | 2023 | 479.3 | 479.3 | solar pv
AR | solar pv | 2024 | 945.66 | 954.9 | solar pv
AR | solar pv | 2025 | 753 | 753 | solar pv
AZ | biomass | 2001 | 4 | 5 | biomass
AZ | biomass | 2004 | 2.5 | 3 | biomass
AZ | biomass | 2008 | 22.2 | 27.2 | biomass
AZ | biomass | 2012 | 3.2 | 3.2 | biomass
AZ | hard coal | 1990 | 406 | 424.8 | hard coal
AZ | hard coal | 2006 | 417 | 458.1 | hard coal
AZ | hard coal | 2009 | 415 | 458.1 | hard coal
AZ | hydro | 1993 | 19.5 | 19.5 | hydro
AZ | natural gas combined cycle | 1994 | 52.2 | 62.6 | natural gas combined cycle
AZ | natural gas combined cycle | 2001 | 1235.6 | 1489.7 | natural gas combined cycle
AZ | natural gas combined cycle | 2002 | 2437.3 | 2824.2 | natural gas combined cycle
AZ | natural gas combined cycle | 2003 | 3996 | 4428.8 | natural gas combined cycle
AZ | natural gas combined cycle | 2004 | 1042.9 | 1277.1 | natural gas combined cycle
AZ | natural gas combined cycle | 2005 | 616 | 622.1 | natural gas combined cycle
AZ | natural gas combined cycle | 2006 | 311.2 | 299.1 | natural gas combined cycle
AZ | natural gas peaker | 2000 | 1.6 | 1.6 | natural gas peaker
AZ | natural gas peaker | 2001 | 95 | 111.8 | natural gas peaker
AZ | natural gas peaker | 2002 | 507 | 743.8 | natural gas peaker
AZ | natural gas peaker | 2006 | 19.8 | 54 | natural gas peaker
AZ | natural gas peaker | 2008 | 174 | 242 | natural gas peaker
AZ | natural gas peaker | 2011 | 520.8 | 726 | natural gas peaker
AZ | natural gas peaker | 2019 | 613.9 | 801.9 | natural gas peaker
AZ | natural gas peaker | 2020 | 91 | 94 | natural gas peaker
AZ | natural gas peaker | 2022 | 176.8 | 198 | natural gas peaker
AZ | natural gas peaker | 2024 | 88 | 99 | natural gas peaker
AZ | natural gas peaker | 2025 | 165.8 | 211 | natural gas peaker
AZ | onshore wind | 2009 | 63 | 63 | onshore wind
AZ | onshore wind | 2010 | 65.1 | 65.1 | onshore wind
AZ | onshore wind | 2011 | 10 | 10 | onshore wind
AZ | onshore wind | 2012 | 99.2 | 99.2 | onshore wind
AZ | onshore wind | 2015 | 30 | 30 | onshore wind
AZ | onshore wind | 2020 | 350 | 350 | onshore wind
AZ | onshore wind | 2023 | 238.2 | 238.2 | onshore wind
AZ | onshore wind | 2024 | 379 | 379 | onshore wind
AZ | petroleum | 1990 | 1.5 | 1.5 | petroleum
AZ | solar pv | 1998 | 0.1 | 0.1 | solar pv
AZ | solar pv | 1999 | 0.1 | 0.1 | solar pv
AZ | solar pv | 2001 | 3.9 | 3.9 | solar pv
AZ | solar pv | 2002 | 3 | 3 | solar pv
AZ | solar pv | 2003 | 0.1 | 0.1 | solar pv
AZ | solar pv | 2008 | 0.6 | 0.6 | solar pv
AZ | solar pv | 2009 | 4 | 4 | solar pv
AZ | solar pv | 2010 | 7.1 | 6.8 | solar pv
AZ | solar pv | 2011 | 143.5 | 143.6 | solar pv
AZ | solar pv | 2012 | 493.4 | 495.5 | solar pv
AZ | solar pv | 2013 | 251.2 | 254.7 | solar pv
AZ | solar pv | 2014 | 227.7 | 227.5 | solar pv
AZ | solar pv | 2015 | 120.6 | 122.6 | solar pv
AZ | solar pv | 2016 | 379.1 | 379.5 | solar pv
AZ | solar pv | 2017 | 107.3 | 107 | solar pv
AZ | solar pv | 2018 | 80.4 | 80.4 | solar pv
AZ | solar pv | 2019 | 32.2 | 32.2 | solar pv
AZ | solar pv | 2020 | 297.1 | 297.1 | solar pv
AZ | solar pv | 2021 | 351.4 | 381.4 | solar pv
AZ | solar pv | 2022 | 215.1 | 215.1 | solar pv
AZ | solar pv | 2023 | 798 | 1062 | solar pv
AZ | solar pv | 2024 | 1246.5 | 1246.5 | solar pv
AZ | solar pv | 2025 | 1532.3 | 1532.3 | solar pv
AZ | solar thermal | 2005 | 1 | 1 | solar thermal
AZ | solar thermal | 2013 | 295.6 | 280 | solar thermal
CA | biomass | 1990 | 33.5 | 44.2 | biomass
CA | biomass | 1991 | 0.4 | 0.5 | biomass
CA | biomass | 1993 | 51.8 | 58.6 | biomass
CA | biomass | 1994 | 0.7 | 0.8 | biomass
CA | biomass | 1996 | 2.8 | 3.2 | biomass
CA | biomass | 1997 | 18.9 | 20.4 | biomass
CA | biomass | 1998 | 8.9 | 9.7 | biomass
CA | biomass | 1999 | 24.7 | 30.5 | biomass
CA | biomass | 2000 | 6.5 | 10.8 | biomass
CA | biomass | 2001 | 14 | 17.4 | biomass
CA | biomass | 2002 | 6.6 | 7.2 | biomass
CA | biomass | 2003 | 8 | 9.9 | biomass
CA | biomass | 2004 | 24.1 | 26.2 | biomass
CA | biomass | 2006 | 13.7 | 15.6 | biomass
CA | biomass | 2007 | 2.3 | 2.4 | biomass
CA | biomass | 2008 | 34.4 | 39.1 | biomass
CA | biomass | 2009 | 11 | 11.5 | biomass
CA | biomass | 2010 | 29.3 | 38.9 | biomass
CA | biomass | 2011 | 6.2 | 7 | biomass
CA | biomass | 2012 | 52 | 50.5 | biomass
CA | biomass | 2013 | 15.5 | 16.4 | biomass
CA | biomass | 2014 | 35.2 | 38.8 | biomass
CA | biomass | 2015 | 31.4 | 34.8 | biomass
CA | biomass | 2016 | 35.4 | 35.6 | biomass
CA | biomass | 2017 | 35.9 | 42.9 | biomass
CA | biomass | 2018 | 34.1 | 46.8 | biomass
CA | biomass | 2019 | 7.6 | 7.8 | biomass
CA | biomass | 2020 | 1 | 1 | biomass
CA | biomass | 2021 | 11.2 | 11.2 | biomass
CA | biomass | 2022 | 6.1 | 7.3 | biomass
CA | biomass | 2023 | 2.2 | 2.8 | biomass
CA | biomass | 2025 | 5 | 5.6 | biomass
CA | geothermal | 1990 | 55.5 | 65 | geothermal
CA | geothermal | 1993 | 40.8 | 48 | geothermal
CA | geothermal | 1996 | 44 | 47.5 | geothermal
CA | geothermal | 2000 | 56 | 69.8 | geothermal
CA | geothermal | 2003 | 16 | 24 | geothermal
CA | geothermal | 2006 | 19.5 | 26.5 | geothermal
CA | geothermal | 2007 | 13.3 | 20 | geothermal
CA | geothermal | 2008 | 12 | 16 | geothermal
CA | geothermal | 2009 | 53.5 | 80 | geothermal
CA | geothermal | 2012 | 49.9 | 55 | geothermal
CA | geothermal | 2018 | 12.5 | 19 | geothermal
CA | geothermal | 2020 | 10.7 | 16 | geothermal
CA | geothermal | 2022 | 57.7 | 86.9 | geothermal
CA | geothermal | 2023 | 48 | 69 | geothermal
CA | geothermal | 2025 | 4.7 | 7 | geothermal
CA | hydro | 1990 | 52.7 | 53.4 | hydro
CA | hydro | 1992 | 88.5 | 92.8 | hydro
CA | hydro | 1993 | 28.6 | 33 | hydro
CA | hydro | 1994 | 98.9 | 103.2 | hydro
CA | hydro | 1996 | 32.4 | 32.7 | hydro
CA | hydro | 1999 | 3.1 | 3.1 | hydro
CA | hydro | 2001 | 39.6 | 39.6 | hydro
CA | hydro | 2002 | 1 | 1.5 | hydro
CA | hydro | 2007 | 3.6 | 4.6 | hydro
CA | hydro | 2012 | 6.5 | 6.5 | hydro
CA | hydro | 2014 | 1.5 | 1.5 | hydro
CA | hydro | 2017 | 7.3 | 6.9 | hydro
CA | hydro | 2020 | 2.7 | 2.7 | hydro
CA | hydro | 2024 | 1 | 1 | hydro
CA | natural gas combined cycle | 1990 | 118.1 | 131.8 | natural gas combined cycle
CA | natural gas combined cycle | 1991 | 1 | 1.2 | natural gas combined cycle
CA | natural gas combined cycle | 1992 | 100 | 125.2 | natural gas combined cycle
CA | natural gas combined cycle | 1993 | 158.1 | 182.2 | natural gas combined cycle
CA | natural gas combined cycle | 1994 | 49.4 | 51.4 | natural gas combined cycle
CA | natural gas combined cycle | 1995 | 562.8 | 604.1 | natural gas combined cycle
CA | natural gas combined cycle | 1996 | 100.8 | 102.8 | natural gas combined cycle
CA | natural gas combined cycle | 1997 | 310.8 | 323.3 | natural gas combined cycle
CA | natural gas combined cycle | 2001 | 1453.9 | 1793.6 | natural gas combined cycle
CA | natural gas combined cycle | 2002 | 1914.1 | 2395.8 | natural gas combined cycle
CA | natural gas combined cycle | 2003 | 4152.2 | 4684 | natural gas combined cycle
CA | natural gas combined cycle | 2005 | 3358.2 | 3612.9 | natural gas combined cycle
CA | natural gas combined cycle | 2006 | 1575.4 | 1635.2 | natural gas combined cycle
CA | natural gas combined cycle | 2007 | 219 | 233 | natural gas combined cycle
CA | natural gas combined cycle | 2009 | 1156.12 | 1330.4 | natural gas combined cycle
CA | natural gas combined cycle | 2010 | 640 | 712.4 | natural gas combined cycle
CA | natural gas combined cycle | 2011 | 41 | 42.5 | natural gas combined cycle
CA | natural gas combined cycle | 2012 | 561.7 | 621 | natural gas combined cycle
CA | natural gas combined cycle | 2013 | 1268.9 | 1364.4 | natural gas combined cycle
CA | natural gas combined cycle | 2015 | 311 | 335.8 | natural gas combined cycle
CA | natural gas combined cycle | 2016 | 84 | 87 | natural gas combined cycle
CA | natural gas combined cycle | 2020 | 1233 | 1377.2 | natural gas combined cycle
CA | natural gas combined cycle | 2025 | 27 | 32.8 | natural gas combined cycle
CA | natural gas peaker | 1990 | 216.9 | 228.8 | natural gas peaker
CA | natural gas peaker | 1991 | 235.5 | 256.7 | natural gas peaker
CA | natural gas peaker | 1992 | 47 | 47.2 | natural gas peaker
CA | natural gas peaker | 1993 | 45.6 | 51 | natural gas peaker
CA | natural gas peaker | 1994 | 46.6 | 46.6 | natural gas peaker
CA | natural gas peaker | 1995 | 96 | 109.6 | natural gas peaker
CA | natural gas peaker | 1996 | 160.8 | 173.3 | natural gas peaker
CA | natural gas peaker | 2000 | 5.5 | 7.7 | natural gas peaker
CA | natural gas peaker | 2001 | 956 | 1064.8 | natural gas peaker
CA | natural gas peaker | 2002 | 695.6 | 818.6 | natural gas peaker
CA | natural gas peaker | 2003 | 383.1 | 418.3 | natural gas peaker
CA | natural gas peaker | 2004 | 200.8 | 236.8 | natural gas peaker
CA | natural gas peaker | 2005 | 156.4 | 188 | natural gas peaker
CA | natural gas peaker | 2006 | 204.6 | 226.5 | natural gas peaker
CA | natural gas peaker | 2007 | 198.7 | 207.5 | natural gas peaker
CA | natural gas peaker | 2008 | 94.1 | 128.7 | natural gas peaker
CA | natural gas peaker | 2009 | 546.2 | 624.8 | natural gas peaker
CA | natural gas peaker | 2010 | 318 | 341.9 | natural gas peaker
CA | natural gas peaker | 2011 | 362.3 | 369.4 | natural gas peaker
CA | natural gas peaker | 2012 | 430.9 | 458.6 | natural gas peaker
CA | natural gas peaker | 2013 | 2737.4 | 2854.5 | natural gas peaker
CA | natural gas peaker | 2014 | 69.2 | 69.7 | natural gas peaker
CA | natural gas peaker | 2015 | 224 | 235.4 | natural gas peaker
CA | natural gas peaker | 2016 | 334.9 | 412.9 | natural gas peaker
CA | natural gas peaker | 2017 | 79.6 | 82.3 | natural gas peaker
CA | natural gas peaker | 2018 | 566.7 | 698.2 | natural gas peaker
CA | natural gas peaker | 2019 | 60.3 | 63.9 | natural gas peaker
CA | natural gas peaker | 2020 | 160.6 | 161.8 | natural gas peaker
CA | natural gas peaker | 2021 | 8.8 | 9.2 | natural gas peaker
CA | natural gas peaker | 2022 | 125.3 | 133.9 | natural gas peaker
CA | natural gas peaker | 2023 | 2.9 | 2.9 | natural gas peaker
CA | natural gas peaker | 2024 | 142.8 | 142.8 | natural gas peaker
CA | natural gas peaker | 2025 | 1.6 | 1.6 | natural gas peaker
CA | natural gas steam turbine | 1990 | 88 | 92 | natural gas steam turbine
CA | natural gas steam turbine | 2010 | 2.9 | 2.9 | natural gas steam turbine
CA | onshore wind | 1990 | 104.5 | 112.5 | onshore wind
CA | onshore wind | 1991 | 76.9 | 76.9 | onshore wind
CA | onshore wind | 1992 | 6.5 | 6.5 | onshore wind
CA | onshore wind | 1993 | 4.2 | 4.2 | onshore wind
CA | onshore wind | 1994 | 102.5 | 102.5 | onshore wind
CA | onshore wind | 1997 | 0.26 | 0.3 | onshore wind
CA | onshore wind | 1999 | 111.2 | 111.2 | onshore wind
CA | onshore wind | 2000 | 1.5 | 1.5 | onshore wind
CA | onshore wind | 2001 | 64.8 | 64.8 | onshore wind
CA | onshore wind | 2002 | 111.08 | 111.1 | onshore wind
CA | onshore wind | 2003 | 184.4 | 184.4 | onshore wind
CA | onshore wind | 2004 | 82.8 | 82.8 | onshore wind
CA | onshore wind | 2005 | 60.5 | 60.5 | onshore wind
CA | onshore wind | 2006 | 212 | 212 | onshore wind
CA | onshore wind | 2007 | 63 | 63 | onshore wind
CA | onshore wind | 2008 | 65 | 65 | onshore wind
CA | onshore wind | 2009 | 291.5 | 291.5 | onshore wind
CA | onshore wind | 2010 | 139 | 139 | onshore wind
CA | onshore wind | 2011 | 956.3 | 956.3 | onshore wind
CA | onshore wind | 2012 | 1954.5 | 1968.2 | onshore wind
CA | onshore wind | 2014 | 234.4 | 234.4 | onshore wind
CA | onshore wind | 2015 | 286.4 | 286.4 | onshore wind
CA | onshore wind | 2017 | 192.8 | 192.8 | onshore wind
CA | onshore wind | 2018 | 201.8 | 201.8 | onshore wind
CA | onshore wind | 2019 | 132.9 | 132.9 | onshore wind
CA | onshore wind | 2021 | 349.8 | 351.1 | onshore wind
CA | onshore wind | 2022 | 76.5 | 76.5 | onshore wind
CA | onshore wind | 2023 | 95.3 | 95.3 | onshore wind
CA | onshore wind | 2024 | 139 | 139 | onshore wind
CA | onshore wind | 2025 | 38.22 | 38.2 | onshore wind
CA | petroleum | 1992 | 0.7 | 0.9 | petroleum
CA | petroleum | 1995 | 2.8 | 2.8 | petroleum
CA | petroleum | 1999 | 0.5 | 0.5 | petroleum
CA | petroleum | 2000 | 10 | 11.1 | petroleum
CA | petroleum | 2007 | 8 | 8 | petroleum
CA | petroleum | 2008 | 12 | 15 | petroleum
CA | petroleum | 2010 | 15.5 | 15.5 | petroleum
CA | petroleum | 2011 | 49.5 | 49.5 | petroleum
CA | petroleum | 2014 | 25.3 | 25.3 | petroleum
CA | petroleum | 2015 | 50.5 | 50.5 | petroleum
CA | petroleum | 2017 | 27.6 | 27.6 | petroleum
CA | petroleum | 2018 | 1 | 1 | petroleum
CA | petroleum | 2019 | 12 | 12 | petroleum
CA | petroleum | 2020 | 14.2 | 14.2 | petroleum
CA | petroleum | 2023 | 3 | 3 | petroleum
CA | petroleum | 2024 | 17.5 | 17.5 | petroleum
CA | petroleum | 2025 | 17 | 17 | petroleum
CA | solar pv | 2001 | 0.7 | 0.8 | solar pv
CA | solar pv | 2003 | 0.1 | 0.2 | solar pv
CA | solar pv | 2005 | 1.4 | 1.5 | solar pv
CA | solar pv | 2006 | 0.9 | 1 | solar pv
CA | solar pv | 2007 | 6.2 | 6.8 | solar pv
CA | solar pv | 2008 | 11 | 12.5 | solar pv
CA | solar pv | 2009 | 38.06 | 38.7 | solar pv
CA | solar pv | 2010 | 28.3 | 27.8 | solar pv
CA | solar pv | 2011 | 152.6 | 151.3 | solar pv
CA | solar pv | 2012 | 445.1 | 446 | solar pv
CA | solar pv | 2013 | 1769.29 | 1799.6 | solar pv
CA | solar pv | 2014 | 2005.92 | 2055.3 | solar pv
CA | solar pv | 2015 | 1242 | 1260.4 | solar pv
CA | solar pv | 2016 | 2765.5 | 2806.1 | solar pv
CA | solar pv | 2017 | 904.4 | 915.2 | solar pv
CA | solar pv | 2018 | 971.5 | 982 | solar pv
CA | solar pv | 2019 | 1060.5 | 1060 | solar pv
CA | solar pv | 2020 | 1691.3 | 1691.5 | solar pv
CA | solar pv | 2021 | 1347.7 | 1350.4 | solar pv
CA | solar pv | 2022 | 2131.8 | 2133.7 | solar pv
CA | solar pv | 2023 | 2349.3 | 2375.1 | solar pv
CA | solar pv | 2024 | 2496.4 | 2607.6 | solar pv
CA | solar pv | 2025 | 2128.1 | 2236.7 | solar pv
CA | solar thermal | 2013 | 517.8 | 517.8 | solar thermal
CA | solar thermal | 2014 | 400 | 405 | solar thermal
CO | biomass | 2000 | 5 | 7 | biomass
CO | biomass | 2008 | 3.2 | 3.2 | biomass
CO | biomass | 2011 | 3.1 | 3.2 | biomass
CO | biomass | 2013 | 12.6 | 12.6 | biomass
CO | hard coal | 1991 | 64 | 79.3 | hard coal
CO | hard coal | 2009 | 15 | 18.5 | hard coal
CO | hard coal | 2010 | 750 | 856.8 | hard coal
CO | hydro | 1992 | 1.2 | 1.2 | hydro
CO | hydro | 1993 | 15.4 | 15.7 | hydro
CO | hydro | 1997 | 28 | 26.6 | hydro
CO | hydro | 2000 | 3.3 | 3.3 | hydro
CO | hydro | 2004 | 3.5 | 3.5 | hydro
CO | hydro | 2006 | 0.5 | 0.6 | hydro
CO | hydro | 2007 | 8 | 8 | hydro
CO | hydro | 2012 | 3.1 | 3.1 | hydro
CO | hydro | 2013 | 12.1 | 12.5 | hydro
CO | hydro | 2014 | 8 | 8 | hydro
CO | hydro | 2015 | 7.3 | 7.6 | hydro
CO | hydro | 2016 | 1.2 | 1.2 | hydro
CO | hydro | 2017 | 2.4 | 2.4 | hydro
CO | hydro | 2019 | 7.1 | 7.5 | hydro
CO | hydro | 2022 | 3.5 | 4.5 | hydro
CO | natural gas combined cycle | 1990 | 55 | 61.8 | natural gas combined cycle
CO | natural gas combined cycle | 1992 | 31 | 33 | natural gas combined cycle
CO | natural gas combined cycle | 1994 | 682.4 | 470.9 | natural gas combined cycle
CO | natural gas combined cycle | 1996 | 150 | 175.1 | natural gas combined cycle
CO | natural gas combined cycle | 1998 | 308 | 342.6 | natural gas combined cycle
CO | natural gas combined cycle | 1999 | 192 | 222.7 | natural gas combined cycle
CO | natural gas combined cycle | 2000 | 78 | 142.2 | natural gas combined cycle
CO | natural gas combined cycle | 2001 | 142 | 175.1 | natural gas combined cycle
CO | natural gas combined cycle | 2002 | 134.5 | 141.8 | natural gas combined cycle
CO | natural gas combined cycle | 2003 | 460 | 554.3 | natural gas combined cycle
CO | natural gas combined cycle | 2004 | 592 | 685.1 | natural gas combined cycle
CO | natural gas combined cycle | 2012 | 188 | 200 | natural gas combined cycle
CO | natural gas combined cycle | 2015 | 576 | 625.6 | natural gas combined cycle
CO | natural gas peaker | 1990 | 30.2 | 30.2 | natural gas peaker
CO | natural gas peaker | 1999 | 60 | 75.6 | natural gas peaker
CO | natural gas peaker | 2000 | 286 | 371.1 | natural gas peaker
CO | natural gas peaker | 2001 | 278.2 | 303.3 | natural gas peaker
CO | natural gas peaker | 2002 | 573.4 | 690.3 | natural gas peaker
CO | natural gas peaker | 2003 | 264 | 397.8 | natural gas peaker
CO | natural gas peaker | 2004 | 65 | 89.3 | natural gas peaker
CO | natural gas peaker | 2007 | 270 | 420 | natural gas peaker
CO | natural gas peaker | 2008 | 239.92 | 267.2 | natural gas peaker
CO | natural gas peaker | 2009 | 280 | 280.6 | natural gas peaker
CO | natural gas peaker | 2012 | 180 | 200 | natural gas peaker
CO | natural gas peaker | 2016 | 40 | 40 | natural gas peaker
CO | natural gas peaker | 2022 | 4 | 4 | natural gas peaker
CO | natural gas peaker | 2023 | 150 | 245.1 | natural gas peaker
CO | natural gas peaker | 2025 | 138 | 162.6 | natural gas peaker
CO | natural gas steam turbine | 1997 | 0.4 | 0.4 | natural gas steam turbine
CO | natural gas steam turbine | 2001 | 7 | 7.5 | natural gas steam turbine
CO | onshore wind | 1999 | 15.4 | 16.6 | onshore wind
CO | onshore wind | 2001 | 39.6 | 39.6 | onshore wind
CO | onshore wind | 2003 | 162 | 162 | onshore wind
CO | onshore wind | 2004 | 7 | 7.5 | onshore wind
CO | onshore wind | 2006 | 60 | 60 | onshore wind
CO | onshore wind | 2007 | 776 | 776 | onshore wind
CO | onshore wind | 2009 | 174.3 | 174.3 | onshore wind
CO | onshore wind | 2010 | 52.8 | 52.8 | onshore wind
CO | onshore wind | 2011 | 500.3 | 500.3 | onshore wind
CO | onshore wind | 2012 | 500 | 500 | onshore wind
CO | onshore wind | 2013 | 33.1 | 33.1 | onshore wind
CO | onshore wind | 2014 | 263.2 | 263.2 | onshore wind
CO | onshore wind | 2015 | 400 | 400 | onshore wind
CO | onshore wind | 2016 | 60.8 | 60.8 | onshore wind
CO | onshore wind | 2017 | 75 | 75 | onshore wind
CO | onshore wind | 2018 | 600 | 600 | onshore wind
CO | onshore wind | 2019 | 59.4 | 59.4 | onshore wind
CO | onshore wind | 2020 | 969.1 | 970.1 | onshore wind
CO | onshore wind | 2021 | 309 | 309.6 | onshore wind
CO | onshore wind | 2022 | 145 | 145 | onshore wind
CO | onshore wind | 2023 | 199 | 200 | onshore wind
CO | petroleum | 1990 | 2.4 | 3.2 | petroleum
CO | petroleum | 1993 | 0.7 | 0.7 | petroleum
CO | petroleum | 1998 | 1.1 | 1.5 | petroleum
CO | petroleum | 1999 | 5.4 | 5.4 | petroleum
CO | petroleum | 2000 | 0.3 | 0.4 | petroleum
CO | petroleum | 2002 | 12 | 12.2 | petroleum
CO | petroleum | 2007 | 1.8 | 1.8 | petroleum
CO | solar pv | 2007 | 7.77 | 10.2 | solar pv
CO | solar pv | 2008 | 2.9 | 2.9 | solar pv
CO | solar pv | 2009 | 4.7 | 4.9 | solar pv
CO | solar pv | 2010 | 22.9 | 23 | solar pv
CO | solar pv | 2011 | 43.9 | 43.9 | solar pv
CO | solar pv | 2012 | 32.8 | 32.8 | solar pv
CO | solar pv | 2013 | 1 | 1 | solar pv
CO | solar pv | 2014 | 4.7 | 4.7 | solar pv
CO | solar pv | 2015 | 65.9 | 65.9 | solar pv
CO | solar pv | 2016 | 226.8 | 226.8 | solar pv
CO | solar pv | 2017 | 41.4 | 41.4 | solar pv
CO | solar pv | 2018 | 70.5 | 70.5 | solar pv
CO | solar pv | 2019 | 74.6 | 74.6 | solar pv
CO | solar pv | 2020 | 82.4 | 82.4 | solar pv
CO | solar pv | 2021 | 382.9 | 382.9 | solar pv
CO | solar pv | 2022 | 226.5 | 226.5 | solar pv
CO | solar pv | 2023 | 888.12 | 889.1 | solar pv
CO | solar pv | 2024 | 190 | 190 | solar pv
CO | solar pv | 2025 | 883.2 | 873 | solar pv
CT | biomass | 1991 | 2.9 | 3 | biomass
CT | biomass | 2008 | 2.4 | 2.4 | biomass
CT | biomass | 2013 | 37.5 | 43 | biomass
CT | hydro | 1990 | 2.4 | 2.5 | hydro
CT | hydro | 1995 | 1.4 | 1.5 | hydro
CT | municipal solid waste | 1991 | 16.3 | 18.3 | municipal solid waste
CT | municipal solid waste | 1995 | 13 | 14.6 | municipal solid waste
CT | natural gas combined cycle | 1990 | 51 | 56 | natural gas combined cycle
CT | natural gas combined cycle | 1998 | 360 | 340 | natural gas combined cycle
CT | natural gas combined cycle | 1999 | 178 | 180 | natural gas combined cycle
CT | natural gas combined cycle | 2002 | 828.8 | 840 | natural gas combined cycle
CT | natural gas combined cycle | 2004 | 510.15 | 578 | natural gas combined cycle
CT | natural gas combined cycle | 2006 | 24.6 | 25.7 | natural gas combined cycle
CT | natural gas combined cycle | 2008 | 18.6 | 20.2 | natural gas combined cycle
CT | natural gas combined cycle | 2010 | 12 | 13.2 | natural gas combined cycle
CT | natural gas combined cycle | 2011 | 622 | 693 | natural gas combined cycle
CT | natural gas combined cycle | 2012 | 13 | 15 | natural gas combined cycle
CT | natural gas combined cycle | 2016 | 2.5 | 3 | natural gas combined cycle
CT | natural gas combined cycle | 2018 | 743.76 | 841.5 | natural gas combined cycle
CT | natural gas combined cycle | 2019 | 496.2 | 576.3 | natural gas combined cycle
CT | natural gas peaker | 1992 | 30.4 | 28.4 | natural gas peaker
CT | natural gas peaker | 2001 | 227.84 | 251.2 | natural gas peaker
CT | natural gas peaker | 2002 | 3.9 | 3.9 | natural gas peaker
CT | natural gas peaker | 2004 | 2.6 | 2.6 | natural gas peaker
CT | natural gas peaker | 2005 | 16.5 | 16.5 | natural gas peaker
CT | natural gas peaker | 2007 | 78.6 | 88.5 | natural gas peaker
CT | natural gas peaker | 2008 | 15.3 | 17.3 | natural gas peaker
CT | natural gas peaker | 2009 | 117.4 | 120 | natural gas peaker
CT | natural gas peaker | 2010 | 1.9 | 1.9 | natural gas peaker
CT | natural gas peaker | 2011 | 13.9 | 13.5 | natural gas peaker
CT | natural gas peaker | 2012 | 1.4 | 1.4 | natural gas peaker
CT | natural gas peaker | 2013 | 14.1 | 17 | natural gas peaker
CT | natural gas peaker | 2014 | 2.4 | 2.5 | natural gas peaker
CT | natural gas peaker | 2015 | 8.9 | 10 | natural gas peaker
CT | natural gas peaker | 2016 | 11.9 | 13.5 | natural gas peaker
CT | natural gas peaker | 2018 | 95.7 | 104.4 | natural gas peaker
CT | natural gas peaker | 2019 | 4.9 | 4.9 | natural gas peaker
CT | natural gas peaker | 2020 | 9.5 | 9.5 | natural gas peaker
CT | natural gas peaker | 2021 | 10 | 10 | natural gas peaker
CT | natural gas peaker | 2022 | 16.6 | 16.6 | natural gas peaker
CT | natural gas peaker | 2023 | 2.7 | 2.7 | natural gas peaker
CT | natural gas peaker | 2024 | 14 | 14 | natural gas peaker
CT | natural gas steam turbine | 1994 | 5 | 10 | natural gas steam turbine
CT | natural gas steam turbine | 2001 | 7.5 | 7.5 | natural gas steam turbine
CT | natural gas steam turbine | 2021 | 0.55 | 0.6 | natural gas steam turbine
CT | onshore wind | 2015 | 5 | 5 | onshore wind
CT | petroleum | 1993 | 0.7 | 0.7 | petroleum
CT | petroleum | 1996 | 118 | 204 | petroleum
CT | petroleum | 2001 | 2 | 2 | petroleum
CT | petroleum | 2002 | 0.8 | 0.8 | petroleum
CT | petroleum | 2003 | 46.4 | 46.4 | petroleum
CT | petroleum | 2004 | 75.8 | 75.6 | petroleum
CT | petroleum | 2005 | 2 | 1.8 | petroleum
CT | petroleum | 2006 | 29.3 | 28.8 | petroleum
CT | petroleum | 2007 | 2.5 | 2.3 | petroleum
CT | petroleum | 2008 | 38.7 | 40 | petroleum
CT | petroleum | 2010 | 233.5 | 281 | petroleum
CT | petroleum | 2011 | 187.6 | 242 | petroleum
CT | petroleum | 2012 | 129.9 | 181.8 | petroleum
CT | petroleum | 2014 | 15 | 15.4 | petroleum
CT | solar pv | 2010 | 0.08 | 0.1 | solar pv
CT | solar pv | 2012 | 0.8 | 0.8 | solar pv
CT | solar pv | 2013 | 5 | 5 | solar pv
CT | solar pv | 2014 | 6 | 6 | solar pv
CT | solar pv | 2016 | 14 | 14.2 | solar pv
CT | solar pv | 2017 | 14.4 | 14.9 | solar pv
CT | solar pv | 2018 | 56.3 | 56.3 | solar pv
CT | solar pv | 2019 | 42.4 | 42.4 | solar pv
CT | solar pv | 2020 | 27.6 | 27.6 | solar pv
CT | solar pv | 2021 | 90.1 | 90.1 | solar pv
CT | solar pv | 2022 | 30 | 30 | solar pv
CT | solar pv | 2023 | 4.5 | 4.5 | solar pv
CT | solar pv | 2024 | 32.9 | 32.9 | solar pv
CT | solar pv | 2025 | 167.9 | 167.9 | solar pv
DC | biomass | 2015 | 12 | 14.1 | biomass
DC | natural gas peaker | 2004 | 9 | 10.8 | natural gas peaker
DC | natural gas peaker | 2016 | 4.1 | 4.6 | natural gas peaker
DC | natural gas peaker | 2018 | 7.5 | 7.5 | natural gas peaker
DC | solar pv | 2019 | 7.84 | 7.8 | solar pv
DC | solar pv | 2020 | 2.6 | 2.6 | solar pv
DC | solar pv | 2021 | 9.31 | 9.3 | solar pv
DC | solar pv | 2022 | 1.2 | 1.2 | solar pv
DC | solar pv | 2023 | 1.1 | 1.1 | solar pv
DC | solar pv | 2024 | 5.8 | 5.8 | solar pv
DC | solar pv | 2025 | 6.8 | 7.4 | solar pv
DE | biomass | 2006 | 7 | 7 | biomass
DE | biomass | 2010 | 1 | 1 | biomass
DE | biomass | 2013 | 2.2 | 2.2 | biomass
DE | biomass | 2014 | 2 | 2 | biomass
DE | biomass | 2021 | 2 | 2 | biomass
DE | natural gas combined cycle | 1991 | 124 | 122 | natural gas combined cycle
DE | natural gas combined cycle | 1993 | 192 | 207 | natural gas combined cycle
DE | natural gas combined cycle | 2001 | 416 | 417.2 | natural gas combined cycle
DE | natural gas combined cycle | 2002 | 192 | 195 | natural gas combined cycle
DE | natural gas combined cycle | 2015 | 309 | 361 | natural gas combined cycle
DE | natural gas peaker | 1991 | 42 | 45.1 | natural gas peaker
DE | natural gas peaker | 2000 | 130 | 184 | natural gas peaker
DE | natural gas peaker | 2001 | 44 | 50 | natural gas peaker
DE | natural gas peaker | 2002 | 48 | 45 | natural gas peaker
DE | natural gas peaker | 2012 | 58.5 | 59.5 | natural gas peaker
DE | natural gas peaker | 2013 | 19 | 19 | natural gas peaker
DE | natural gas peaker | 2019 | 1.3 | 1.3 | natural gas peaker
DE | onshore wind | 2010 | 2 | 2 | onshore wind
DE | solar pv | 2011 | 13.7 | 13.8 | solar pv
DE | solar pv | 2012 | 11.8 | 11.8 | solar pv
DE | solar pv | 2013 | 3.9 | 4 | solar pv
DE | solar pv | 2015 | 1.2 | 1.2 | solar pv
DE | solar pv | 2017 | 1.2 | 1.2 | solar pv
DE | solar pv | 2018 | 2.6 | 2.6 | solar pv
DE | solar pv | 2019 | 3 | 3 | solar pv
DE | solar pv | 2021 | 1.3 | 1.3 | solar pv
DE | solar pv | 2022 | 51.5 | 51.5 | solar pv
DE | solar pv | 2024 | 7.5 | 7.7 | solar pv
DE | solar pv | 2025 | 14.3 | 14.3 | solar pv
FL | biomass | 1993 | 25.1 | 32 | biomass
FL | biomass | 1994 | 47.1 | 45.5 | biomass
FL | biomass | 1996 | 74.9 | 74.9 | biomass
FL | biomass | 1997 | 14 | 24.6 | biomass
FL | biomass | 2000 | 2.2 | 2.2 | biomass
FL | biomass | 2003 | 2.1 | 2.4 | biomass
FL | biomass | 2004 | 14 | 15 | biomass
FL | biomass | 2006 | 53.4 | 78.8 | biomass
FL | biomass | 2007 | 18.4 | 20.4 | biomass
FL | biomass | 2008 | 18.6 | 19.2 | biomass
FL | biomass | 2009 | 3 | 3.2 | biomass
FL | biomass | 2010 | 5.4 | 5.6 | biomass
FL | biomass | 2011 | 6.8 | 7 | biomass
FL | biomass | 2012 | 21 | 22 | biomass
FL | biomass | 2013 | 107.4 | 118.5 | biomass
FL | biomass | 2015 | 7.2 | 7.2 | biomass
FL | biomass | 2017 | 8.4 | 9.6 | biomass
FL | biomass | 2019 | 1.6 | 1.6 | biomass
FL | hard coal | 1995 | 330 | 395.4 | hard coal
FL | hard coal | 1996 | 469.3 | 464.5 | hard coal
FL | hydro | 2001 | 14.5 | 14.5 | hydro
FL | hydro | 2002 | 14.5 | 14.5 | hydro
FL | hydro | 2003 | 14.5 | 14.5 | hydro
FL | municipal solid waste | 1990 | 12.5 | 15.5 | municipal solid waste
FL | municipal solid waste | 1991 | 136 | 164.8 | municipal solid waste
FL | municipal solid waste | 1994 | 39 | 39 | municipal solid waste
FL | municipal solid waste | 2007 | 16 | 20 | municipal solid waste
FL | municipal solid waste | 2009 | 16 | 18 | municipal solid waste
FL | municipal solid waste | 2015 | 85 | 96 | municipal solid waste
FL | natural gas combined cycle | 1990 | 22.4 | 22.5 | natural gas combined cycle
FL | natural gas combined cycle | 1992 | 114.5 | 86.2 | natural gas combined cycle
FL | natural gas combined cycle | 1993 | 1078 | 1150.1 | natural gas combined cycle
FL | natural gas combined cycle | 1994 | 1089 | 1351.7 | natural gas combined cycle
FL | natural gas combined cycle | 1995 | 225.6 | 273.2 | natural gas combined cycle
FL | natural gas combined cycle | 1996 | 236 | 328.4 | natural gas combined cycle
FL | natural gas combined cycle | 1997 | 199 | 278.1 | natural gas combined cycle
FL | natural gas combined cycle | 1999 | 501 | 546.5 | natural gas combined cycle
FL | natural gas combined cycle | 2000 | 966.3 | 1010.5 | natural gas combined cycle
FL | natural gas combined cycle | 2001 | 1670.4 | 1656.1 | natural gas combined cycle
FL | natural gas combined cycle | 2002 | 3498.4 | 3025.7 | natural gas combined cycle
FL | natural gas combined cycle | 2003 | 2169.9 | 2269 | natural gas combined cycle
FL | natural gas combined cycle | 2004 | 1288 | 1403.8 | natural gas combined cycle
FL | natural gas combined cycle | 2005 | 2682.4 | 2861.8 | natural gas combined cycle
FL | natural gas combined cycle | 2007 | 2098.1 | 2233.1 | natural gas combined cycle
FL | natural gas combined cycle | 2008 | 477 | 610.3 | natural gas combined cycle
FL | natural gas combined cycle | 2009 | 3684 | 4096 | natural gas combined cycle
FL | natural gas combined cycle | 2010 | 292 | 333 | natural gas combined cycle
FL | natural gas combined cycle | 2011 | 1549 | 1744.5 | natural gas combined cycle
FL | natural gas combined cycle | 2013 | 1290 | 1295 | natural gas combined cycle
FL | natural gas combined cycle | 2014 | 1290 | 1295 | natural gas combined cycle
FL | natural gas combined cycle | 2016 | 1237 | 1352 | natural gas combined cycle
FL | natural gas combined cycle | 2017 | 461 | 513 | natural gas combined cycle
FL | natural gas combined cycle | 2018 | 1617 | 1970.6 | natural gas combined cycle
FL | natural gas combined cycle | 2019 | 1723.1 | 1723.1 | natural gas combined cycle
FL | natural gas combined cycle | 2021 | 761 | 841.1 | natural gas combined cycle
FL | natural gas combined cycle | 2022 | 1246 | 1447.7 | natural gas combined cycle
FL | natural gas combined cycle | 2023 | 1101.1 | 1183.2 | natural gas combined cycle
FL | natural gas peaker | 1990 | 31 | 46.8 | natural gas peaker
FL | natural gas peaker | 1992 | 435.2 | 570.5 | natural gas peaker
FL | natural gas peaker | 1993 | 461.2 | 590 | natural gas peaker
FL | natural gas peaker | 1994 | 76 | 86.2 | natural gas peaker
FL | natural gas peaker | 1996 | 71 | 96.1 | natural gas peaker
FL | natural gas peaker | 1998 | 12 | 14.1 | natural gas peaker
FL | natural gas peaker | 2000 | 488.4 | 582.7 | natural gas peaker
FL | natural gas peaker | 2001 | 498.6 | 585.2 | natural gas peaker
FL | natural gas peaker | 2002 | 1934.65 | 2250.4 | natural gas peaker
FL | natural gas peaker | 2003 | 364 | 376.4 | natural gas peaker
FL | natural gas peaker | 2005 | 92 | 121 | natural gas peaker
FL | natural gas peaker | 2006 | 253.4 | 320.4 | natural gas peaker
FL | natural gas peaker | 2007 | 163 | 198.8 | natural gas peaker
FL | natural gas peaker | 2009 | 462.9 | 538.6 | natural gas peaker
FL | natural gas peaker | 2010 | 11.6 | 12.3 | natural gas peaker
FL | natural gas peaker | 2011 | 357.2 | 380.8 | natural gas peaker
FL | natural gas peaker | 2014 | 8 | 8 | natural gas peaker
FL | natural gas peaker | 2015 | 8.6 | 8.2 | natural gas peaker
FL | natural gas peaker | 2016 | 1642.7 | 1632.2 | natural gas peaker
FL | natural gas peaker | 2017 | 7.4 | 7.4 | natural gas peaker
FL | natural gas peaker | 2018 | 28.4 | 28.6 | natural gas peaker
FL | natural gas peaker | 2019 | 74 | 75.2 | natural gas peaker
FL | natural gas peaker | 2020 | 138 | 148.8 | natural gas peaker
FL | natural gas peaker | 2021 | 934.2 | 972.4 | natural gas peaker
FL | natural gas peaker | 2023 | 2.6 | 2.6 | natural gas peaker
FL | natural gas peaker | 2024 | 59.49 | 60.9 | natural gas peaker
FL | natural gas peaker | 2025 | 132.29 | 135.2 | natural gas peaker
FL | petroleum | 1991 | 15 | 19.2 | petroleum
FL | petroleum | 1992 | 72 | 103.5 | petroleum
FL | petroleum | 1997 | 140 | 148.5 | petroleum
FL | petroleum | 1998 | 3.9 | 3.9 | petroleum
FL | petroleum | 1999 | 34 | 39.4 | petroleum
FL | petroleum | 2001 | 97.5 | 101.5 | petroleum
FL | petroleum | 2005 | 0.2 | 0.2 | petroleum
FL | petroleum | 2006 | 44 | 42 | petroleum
FL | petroleum | 2012 | 2.5 | 2.5 | petroleum
FL | petroleum | 2013 | 0.1 | 0.1 | petroleum
FL | petroleum | 2020 | 1.4 | 1.4 | petroleum
FL | petroleum | 2025 | 1 | 1 | petroleum
FL | solar pv | 2009 | 25 | 25 | solar pv
FL | solar pv | 2010 | 23.7 | 23.8 | solar pv
FL | solar pv | 2011 | 9 | 9 | solar pv
FL | solar pv | 2012 | 4.5 | 4.5 | solar pv
FL | solar pv | 2013 | 2 | 2 | solar pv
FL | solar pv | 2015 | 10.3 | 10.5 | solar pv
FL | solar pv | 2016 | 245.9 | 247.1 | solar pv
FL | solar pv | 2017 | 195.9 | 195.9 | solar pv
FL | solar pv | 2018 | 879.1 | 878.9 | solar pv
FL | solar pv | 2019 | 742.9 | 742.9 | solar pv
FL | solar pv | 2020 | 1639.7 | 1639.7 | solar pv
FL | solar pv | 2021 | 1103.8 | 1103.8 | solar pv
FL | solar pv | 2022 | 1114.4 | 1114.4 | solar pv
FL | solar pv | 2023 | 1800.4 | 1800.4 | solar pv
FL | solar pv | 2024 | 3154 | 3154 | solar pv
FL | solar pv | 2025 | 1342.7 | 1342.7 | solar pv
GA | biomass | 1991 | 47.3 | 47.3 | biomass
GA | biomass | 1993 | 2.4 | 2.4 | biomass
GA | biomass | 1996 | 13 | 13 | biomass
GA | biomass | 1998 | 82.7 | 82.8 | biomass
GA | biomass | 2001 | 8.3 | 8.5 | biomass
GA | biomass | 2003 | 5.4 | 5.4 | biomass
GA | biomass | 2004 | 25 | 25 | biomass
GA | biomass | 2009 | 8.2 | 8.2 | biomass
GA | biomass | 2010 | 18 | 17.9 | biomass
GA | biomass | 2011 | 60.8 | 61 | biomass
GA | biomass | 2013 | 99.3 | 104.8 | biomass
GA | biomass | 2014 | 1.6 | 1.6 | biomass
GA | biomass | 2015 | 35 | 35 | biomass
GA | biomass | 2016 | 23.4 | 24.4 | biomass
GA | biomass | 2017 | 49.5 | 54.5 | biomass
GA | biomass | 2019 | 116 | 116 | biomass
GA | biomass | 2021 | 1.9 | 2.1 | biomass
GA | hydro | 1993 | 0.9 | 0.9 | hydro
GA | hydro | 1994 | 1.3 | 1.5 | hydro
GA | hydro | 2003 | 60 | 62 | hydro
GA | hydro | 2004 | 60 | 62 | hydro
GA | hydro | 2005 | 6.8 | 7.2 | hydro
GA | natural gas combined cycle | 1997 | 201.5 | 216.5 | natural gas combined cycle
GA | natural gas combined cycle | 1998 | 101.5 | 106.5 | natural gas combined cycle
GA | natural gas combined cycle | 2002 | 2537.8 | 2431 | natural gas combined cycle
GA | natural gas combined cycle | 2003 | 990.6 | 1136.3 | natural gas combined cycle
GA | natural gas combined cycle | 2004 | 462.8 | 594.1 | natural gas combined cycle
GA | natural gas combined cycle | 2005 | 1315.6 | 1376.6 | natural gas combined cycle
GA | natural gas combined cycle | 2011 | 835 | 921.6 | natural gas combined cycle
GA | natural gas combined cycle | 2012 | 1636 | 1843.2 | natural gas combined cycle
GA | natural gas peaker | 1994 | 790.7 | 967.8 | natural gas peaker
GA | natural gas peaker | 1995 | 164.4 | 202.6 | natural gas peaker
GA | natural gas peaker | 1999 | 282.4 | 341.6 | natural gas peaker
GA | natural gas peaker | 2000 | 2284.6 | 2842.8 | natural gas peaker
GA | natural gas peaker | 2001 | 1674.8 | 1923.2 | natural gas peaker
GA | natural gas peaker | 2002 | 1429.7 | 1725.6 | natural gas peaker
GA | natural gas peaker | 2003 | 815 | 1037.6 | natural gas peaker
GA | natural gas peaker | 2012 | 6.6 | 6.6 | natural gas peaker
GA | natural gas peaker | 2020 | 0.6 | 0.6 | natural gas peaker
GA | natural gas peaker | 2022 | 1 | 1 | natural gas peaker
GA | natural gas peaker | 2023 | 5 | 5 | natural gas peaker
GA | nuclear | 2023 | 1114 | 1114 | nuclear
GA | nuclear | 2024 | 1114 | 1114 | nuclear
GA | petroleum | 1991 | 8.4 | 8.8 | petroleum
GA | petroleum | 1992 | 2.5 | 2.5 | petroleum
GA | petroleum | 1993 | 4.4 | 4.5 | petroleum
GA | petroleum | 1994 | 4.9 | 5.5 | petroleum
GA | petroleum | 1995 | 161.7 | 185.5 | petroleum
GA | petroleum | 1996 | 0.5 | 0.5 | petroleum
GA | petroleum | 1998 | 10.8 | 10.8 | petroleum
GA | petroleum | 2000 | 74 | 80 | petroleum
GA | petroleum | 2001 | 6.2 | 6.2 | petroleum
GA | petroleum | 2003 | 7.5 | 7.5 | petroleum
GA | petroleum | 2004 | 1.2 | 1.5 | petroleum
GA | petroleum | 2005 | 4.2 | 4.6 | petroleum
GA | petroleum | 2007 | 3.2 | 3.2 | petroleum
GA | petroleum | 2008 | 2.5 | 2.5 | petroleum
GA | petroleum | 2009 | 0.6 | 0.6 | petroleum
GA | petroleum | 2010 | 0.6 | 0.6 | petroleum
GA | petroleum | 2013 | 4 | 4 | petroleum
GA | petroleum | 2015 | 0.3 | 0.3 | petroleum
GA | petroleum | 2020 | 0.6 | 0.6 | petroleum
GA | petroleum | 2023 | 0.15 | 0.2 | petroleum
GA | petroleum | 2024 | 0.5 | 0.5 | petroleum
GA | petroleum | 2025 | 3.8 | 3.8 | petroleum
GA | solar pv | 2011 | 0.6 | 0.6 | solar pv
GA | solar pv | 2012 | 3 | 3 | solar pv
GA | solar pv | 2013 | 58.9 | 58.9 | solar pv
GA | solar pv | 2014 | 11 | 11.1 | solar pv
GA | solar pv | 2015 | 145.5 | 146.5 | solar pv
GA | solar pv | 2016 | 724.4 | 735.8 | solar pv
GA | solar pv | 2017 | 14.4 | 14 | solar pv
GA | solar pv | 2018 | 41.5 | 41.6 | solar pv
GA | solar pv | 2019 | 442 | 442 | solar pv
GA | solar pv | 2020 | 731.5 | 731.6 | solar pv
GA | solar pv | 2021 | 870.1 | 869.9 | solar pv
GA | solar pv | 2022 | 562.9 | 562.9 | solar pv
GA | solar pv | 2023 | 508.5 | 508.5 | solar pv
GA | solar pv | 2024 | 638 | 638 | solar pv
GA | solar pv | 2025 | 650 | 650 | solar pv
HI | biomass | 1995 | 2.5 | 4 | biomass
HI | biomass | 2016 | 7.5 | 9.3 | biomass
HI | biomass | 2017 | 10 | 10 | biomass
HI | biomass | 2018 | 50.4 | 50.4 | biomass
HI | geothermal | 1992 | 31 | 35 | geothermal
HI | geothermal | 2012 | 12 | 16 | geothermal
HI | heavy or residual fuel oil | 1991 | 85 | 119.2 | heavy or residual fuel oil
HI | hydro | 1993 | 9.8 | 10.4 | hydro
HI | hydro | 2005 | 2.4 | 2.4 | hydro
HI | hydro | 2016 | 2 | 2 | hydro
HI | hydro | 2019 | 6.5 | 6.5 | hydro
HI | municipal solid waste | 2013 | 28 | 33.6 | municipal solid waste
HI | onshore wind | 2006 | 40.6 | 40.6 | onshore wind
HI | onshore wind | 2007 | 21 | 21 | onshore wind
HI | onshore wind | 2011 | 30 | 30 | onshore wind
HI | onshore wind | 2012 | 114 | 114 | onshore wind
HI | onshore wind | 2020 | 27.6 | 27.6 | onshore wind
HI | petroleum | 1990 | 30.8 | 32.2 | petroleum
HI | petroleum | 1991 | 66.1 | 79.1 | petroleum
HI | petroleum | 1992 | 41.1 | 47.2 | petroleum
HI | petroleum | 1993 | 33.1 | 41.6 | petroleum
HI | petroleum | 1996 | 10.2 | 11 | petroleum
HI | petroleum | 1998 | 17.6 | 25 | petroleum
HI | petroleum | 2000 | 78.4 | 91 | petroleum
HI | petroleum | 2001 | 2 | 2 | petroleum
HI | petroleum | 2004 | 39.6 | 46 | petroleum
HI | petroleum | 2005 | 14.4 | 14.4 | petroleum
HI | petroleum | 2006 | 23.4 | 27.6 | petroleum
HI | petroleum | 2007 | 4.8 | 4.8 | petroleum
HI | petroleum | 2009 | 129 | 131 | petroleum
HI | petroleum | 2010 | 1 | 1 | petroleum
HI | petroleum | 2011 | 3.2 | 3.2 | petroleum
HI | petroleum | 2014 | 1 | 1 | petroleum
HI | petroleum | 2023 | 1 | 1 | petroleum
HI | solar pv | 2008 | 1.2 | 1.2 | solar pv
HI | solar pv | 2010 | 1 | 1 | solar pv
HI | solar pv | 2012 | 13 | 13 | solar pv
HI | solar pv | 2014 | 17 | 17 | solar pv
HI | solar pv | 2015 | 22.2 | 23 | solar pv
HI | solar pv | 2016 | 6.5 | 6.5 | solar pv
HI | solar pv | 2017 | 47.6 | 48.3 | solar pv
HI | solar pv | 2018 | 25.8 | 25.8 | solar pv
HI | solar pv | 2019 | 143.6 | 143.6 | solar pv
HI | solar pv | 2020 | 6.2 | 6.4 | solar pv
HI | solar pv | 2021 | 3.5 | 3.9 | solar pv
HI | solar pv | 2022 | 39 | 39 | solar pv
HI | solar pv | 2023 | 76.12 | 66 | solar pv
HI | solar pv | 2024 | 72.5 | 72.5 | solar pv
HI | solar pv | 2025 | 110.8 | 110.8 | solar pv
IA | biomass | 1991 | 1.8 | 1.8 | biomass
IA | biomass | 1995 | 1.6 | 1.6 | biomass
IA | biomass | 1998 | 6.4 | 6.4 | biomass
IA | biomass | 2006 | 4.8 | 4.8 | biomass
IA | biomass | 2013 | 1 | 1 | biomass
IA | biomass | 2014 | 4.8 | 4.8 | biomass
IA | biomass | 2015 | 2.8 | 2.8 | biomass
IA | hard coal | 1991 | 7 | 7 | hard coal
IA | hard coal | 1995 | 31 | 31 | hard coal
IA | hard coal | 1997 | 14.6 | 14.6 | hard coal
IA | hard coal | 2000 | 119.5 | 119.1 | hard coal
IA | hard coal | 2007 | 805.8 | 922.5 | hard coal
IA | hard coal | 2009 | 180 | 180 | hard coal
IA | hydro | 2021 | 55 | 55.2 | hydro
IA | natural gas combined cycle | 2003 | 322.7 | 380.8 | natural gas combined cycle
IA | natural gas combined cycle | 2004 | 768.4 | 848.3 | natural gas combined cycle
IA | natural gas combined cycle | 2017 | 665.2 | 705.9 | natural gas combined cycle
IA | natural gas peaker | 1990 | 145.6 | 165.7 | natural gas peaker
IA | natural gas peaker | 1991 | 20.9 | 23.8 | natural gas peaker
IA | natural gas peaker | 1992 | 18.8 | 22.7 | natural gas peaker
IA | natural gas peaker | 1994 | 95.9 | 136.4 | natural gas peaker
IA | natural gas peaker | 1995 | 9.2 | 19.7 | natural gas peaker
IA | natural gas peaker | 1996 | 26.3 | 42.2 | natural gas peaker
IA | natural gas peaker | 1998 | 1 | 1 | natural gas peaker
IA | natural gas peaker | 1999 | 9.8 | 10 | natural gas peaker
IA | natural gas peaker | 2000 | 23.7 | 24.8 | natural gas peaker
IA | natural gas peaker | 2004 | 180.5 | 216.3 | natural gas peaker
IA | natural gas peaker | 2006 | 3 | 3 | natural gas peaker
IA | natural gas peaker | 2007 | 46.7 | 60.5 | natural gas peaker
IA | natural gas peaker | 2010 | 2.8 | 2.8 | natural gas peaker
IA | natural gas peaker | 2014 | 8 | 8 | natural gas peaker
IA | natural gas peaker | 2016 | 35 | 38.5 | natural gas peaker
IA | natural gas peaker | 2021 | 55.2 | 56.4 | natural gas peaker
IA | natural gas steam turbine | 2005 | 15.1 | 15.1 | natural gas steam turbine
IA | natural gas steam turbine | 2018 | 10 | 10 | natural gas steam turbine
IA | natural gas steam turbine | 2019 | 0.9 | 5 | natural gas steam turbine
IA | natural gas steam turbine | 2022 | 15.8 | 15.8 | natural gas steam turbine
IA | natural gas steam turbine | 2023 | 2.7 | 3.5 | natural gas steam turbine
IA | onshore wind | 1998 | 1.8 | 1.8 | onshore wind
IA | onshore wind | 1999 | 224.2 | 236.1 | onshore wind
IA | onshore wind | 2000 | 2.3 | 2.3 | onshore wind
IA | onshore wind | 2001 | 80.9 | 80.9 | onshore wind
IA | onshore wind | 2002 | 98 | 98 | onshore wind
IA | onshore wind | 2003 | 45.5 | 45.5 | onshore wind
IA | onshore wind | 2004 | 160.5 | 160.5 | onshore wind
IA | onshore wind | 2005 | 166 | 166.7 | onshore wind
IA | onshore wind | 2006 | 99 | 105 | onshore wind
IA | onshore wind | 2007 | 287.9 | 284.9 | onshore wind
IA | onshore wind | 2008 | 1489.5 | 1515.1 | onshore wind
IA | onshore wind | 2009 | 994.1 | 996.2 | onshore wind
IA | onshore wind | 2010 | 6 | 6 | onshore wind
IA | onshore wind | 2011 | 745.1 | 786.1 | onshore wind
IA | onshore wind | 2012 | 694.6 | 714.6 | onshore wind
IA | onshore wind | 2013 | 44.6 | 44.6 | onshore wind
IA | onshore wind | 2014 | 508.2 | 531.3 | onshore wind
IA | onshore wind | 2015 | 624.3 | 630.6 | onshore wind
IA | onshore wind | 2016 | 606.3 | 607.4 | onshore wind
IA | onshore wind | 2017 | 199.4 | 199.4 | onshore wind
IA | onshore wind | 2018 | 1281.7 | 1283.5 | onshore wind
IA | onshore wind | 2019 | 1476.8 | 1488.3 | onshore wind
IA | onshore wind | 2020 | 1495.9 | 1500.6 | onshore wind
IA | onshore wind | 2021 | 391.9 | 397.4 | onshore wind
IA | onshore wind | 2022 | 677.9 | 687.6 | onshore wind
IA | onshore wind | 2023 | 424.4 | 426.8 | onshore wind
IA | onshore wind | 2024 | 38.7 | 38.7 | onshore wind
IA | onshore wind | 2025 | 383.3 | 383.7 | onshore wind
IA | petroleum | 1990 | 53.3 | 60.8 | petroleum
IA | petroleum | 1991 | 71.8 | 91.2 | petroleum
IA | petroleum | 1992 | 28.1 | 28.3 | petroleum
IA | petroleum | 1993 | 15.9 | 15.9 | petroleum
IA | petroleum | 1994 | 22.2 | 22.8 | petroleum
IA | petroleum | 1995 | 20.9 | 20.9 | petroleum
IA | petroleum | 1996 | 11.4 | 11.5 | petroleum
IA | petroleum | 1997 | 6.4 | 6.4 | petroleum
IA | petroleum | 1998 | 16.2 | 16.3 | petroleum
IA | petroleum | 1999 | 23.3 | 23.4 | petroleum
IA | petroleum | 2000 | 121.6 | 120 | petroleum
IA | petroleum | 2001 | 56.5 | 59 | petroleum
IA | petroleum | 2002 | 50 | 51.6 | petroleum
IA | petroleum | 2003 | 44.7 | 48.1 | petroleum
IA | petroleum | 2004 | 18.7 | 19.7 | petroleum
IA | petroleum | 2005 | 31.8 | 64 | petroleum
IA | petroleum | 2006 | 11.8 | 12 | petroleum
IA | petroleum | 2007 | 33.5 | 35.9 | petroleum
IA | petroleum | 2009 | 0.6 | 0.8 | petroleum
IA | petroleum | 2010 | 2 | 2 | petroleum
IA | petroleum | 2011 | 17.8 | 18.5 | petroleum
IA | petroleum | 2012 | 15.2 | 16 | petroleum
IA | petroleum | 2013 | 13.4 | 14.3 | petroleum
IA | petroleum | 2014 | 1 | 1 | petroleum
IA | petroleum | 2015 | 8.3 | 9 | petroleum
IA | petroleum | 2016 | 2.3 | 2.5 | petroleum
IA | petroleum | 2018 | 4 | 4 | petroleum
IA | petroleum | 2019 | 2.6 | 2.6 | petroleum
IA | petroleum | 2020 | 8.9 | 8.8 | petroleum
IA | petroleum | 2021 | 7.1 | 7.2 | petroleum
IA | petroleum | 2022 | 7.1 | 7.1 | petroleum
IA | petroleum | 2024 | 2 | 2 | petroleum
IA | solar pv | 2016 | 4.1 | 4.1 | solar pv
IA | solar pv | 2017 | 5.29 | 5.9 | solar pv
IA | solar pv | 2019 | 6.1 | 6.1 | solar pv
IA | solar pv | 2020 | 4.6 | 4.6 | solar pv
IA | solar pv | 2021 | 100 | 100 | solar pv
IA | solar pv | 2022 | 142.5 | 143.5 | solar pv
IA | solar pv | 2024 | 416.7 | 416.7 | solar pv
IA | solar pv | 2025 | 12.7 | 12.7 | solar pv
ID | biomass | 1991 | 24 | 65 | biomass
ID | biomass | 2007 | 3 | 3.2 | biomass
ID | biomass | 2009 | 3.6 | 3.8 | biomass
ID | biomass | 2011 | 1.8 | 1.8 | biomass
ID | biomass | 2012 | 3.2 | 3.2 | biomass
ID | biomass | 2014 | 1.4 | 1.6 | biomass
ID | biomass | 2018 | 2.6 | 2.6 | biomass
ID | biomass | 2019 | 1.4 | 1.6 | biomass
ID | biomass | 2023 | 1.3 | 1.3 | biomass
ID | biomass | 2024 | 3.2 | 3.2 | biomass
ID | geothermal | 2008 | 10 | 18 | geothermal
ID | geothermal | 2025 | 10.7 | 16 | geothermal
ID | hydro | 1990 | 40 | 58.3 | hydro
ID | hydro | 1992 | 46.68 | 60.8 | hydro
ID | hydro | 1993 | 26.5 | 26.6 | hydro
ID | hydro | 1994 | 34.81 | 33.4 | hydro
ID | hydro | 1995 | 51.58 | 53.7 | hydro
ID | hydro | 1997 | 20 | 20 | hydro
ID | hydro | 2004 | 3.3 | 3.3 | hydro
ID | hydro | 2006 | 0.8 | 1.7 | hydro
ID | hydro | 2010 | 16 | 15 | hydro
ID | hydro | 2013 | 1.1 | 1.1 | hydro
ID | hydro | 2014 | 3.6 | 3.6 | hydro
ID | hydro | 2015 | 2.4 | 2.4 | hydro
ID | hydro | 2016 | 1.3 | 1.3 | hydro
ID | hydro | 2020 | 3.25 | 3.2 | hydro
ID | hydro | 2021 | 2.3 | 2.3 | hydro
ID | natural gas combined cycle | 2001 | 210 | 301.5 | natural gas combined cycle
ID | natural gas combined cycle | 2012 | 303.32 | 318.5 | natural gas combined cycle
ID | natural gas peaker | 1994 | 132 | 166.4 | natural gas peaker
ID | natural gas peaker | 2001 | 87.09 | 91.8 | natural gas peaker
ID | natural gas peaker | 2005 | 185.12 | 172.8 | natural gas peaker
ID | natural gas peaker | 2008 | 184.87 | 179.1 | natural gas peaker
ID | natural gas peaker | 2015 | 4.6 | 5.6 | natural gas peaker
ID | natural gas steam turbine | 1994 | 5 | 6.2 | natural gas steam turbine
ID | natural gas steam turbine | 2025 | 2 | 2.5 | natural gas steam turbine
ID | onshore wind | 2005 | 10.5 | 10.5 | onshore wind
ID | onshore wind | 2006 | 64.5 | 64.5 | onshore wind
ID | onshore wind | 2008 | 42 | 42 | onshore wind
ID | onshore wind | 2009 | 27.3 | 27.3 | onshore wind
ID | onshore wind | 2010 | 205.8 | 205.8 | onshore wind
ID | onshore wind | 2011 | 266.9 | 266.9 | onshore wind
ID | onshore wind | 2012 | 351.3 | 355.3 | onshore wind
ID | onshore wind | 2024 | 160 | 160 | onshore wind
ID | solar pv | 2016 | 120 | 120 | solar pv
ID | solar pv | 2017 | 120 | 120 | solar pv
ID | solar pv | 2019 | 1.6 | 1.6 | solar pv
ID | solar pv | 2022 | 120 | 120 | solar pv
ID | solar pv | 2023 | 40 | 40 | solar pv
ID | solar pv | 2024 | 100 | 100 | solar pv
ID | solar pv | 2025 | 200 | 200 | solar pv
IL | biomass | 1992 | 3.2 | 3.2 | biomass
IL | biomass | 1993 | 5.8 | 6 | biomass
IL | biomass | 1996 | 5.8 | 6.6 | biomass
IL | biomass | 1998 | 5.8 | 6.3 | biomass
IL | biomass | 1999 | 7.6 | 10.8 | biomass
IL | biomass | 2000 | 3.4 | 5 | biomass
IL | biomass | 2002 | 5.6 | 5.6 | biomass
IL | biomass | 2006 | 5.4 | 5.4 | biomass
IL | biomass | 2007 | 1.4 | 1.4 | biomass
IL | biomass | 2008 | 4.3 | 4.3 | biomass
IL | biomass | 2010 | 6.2 | 6.2 | biomass
IL | biomass | 2011 | 9.6 | 9.6 | biomass
IL | biomass | 2016 | 13.2 | 16.2 | biomass
IL | hard coal | 1994 | 31 | 31 | hard coal
IL | hard coal | 1997 | 75 | 75 | hard coal
IL | hard coal | 1998 | 2.8 | 3.5 | hard coal
IL | hard coal | 2005 | 105 | 105 | hard coal
IL | hard coal | 2009 | 209.3 | 230.1 | hard coal
IL | hard coal | 2012 | 1630 | 1766 | hard coal
IL | hydro | 1991 | 1.2 | 1.2 | hydro
IL | hydro | 1996 | 6.8 | 7.6 | hydro
IL | hydro | 1999 | 6 | 8 | hydro
IL | hydro | 2001 | 6 | 8 | hydro
IL | natural gas combined cycle | 1998 | 132 | 135.9 | natural gas combined cycle
IL | natural gas combined cycle | 2000 | 62 | 82.9 | natural gas combined cycle
IL | natural gas combined cycle | 2001 | 521.2 | 611.2 | natural gas combined cycle
IL | natural gas combined cycle | 2002 | 1742.2 | 1958.1 | natural gas combined cycle
IL | natural gas combined cycle | 2015 | 586 | 627.5 | natural gas combined cycle
IL | natural gas combined cycle | 2022 | 1185.5 | 1288.6 | natural gas combined cycle
IL | natural gas combined cycle | 2023 | 1220.9 | 1300 | natural gas combined cycle
IL | natural gas peaker | 1990 | 6.2 | 7.9 | natural gas peaker
IL | natural gas peaker | 1991 | 8.6 | 9 | natural gas peaker
IL | natural gas peaker | 1992 | 21.3 | 21.9 | natural gas peaker
IL | natural gas peaker | 1993 | 19.6 | 20 | natural gas peaker
IL | natural gas peaker | 1994 | 4 | 4.6 | natural gas peaker
IL | natural gas peaker | 1995 | 9 | 8.7 | natural gas peaker
IL | natural gas peaker | 1996 | 56.3 | 69.4 | natural gas peaker
IL | natural gas peaker | 1997 | 112.9 | 141.9 | natural gas peaker
IL | natural gas peaker | 1998 | 1.6 | 1.6 | natural gas peaker
IL | natural gas peaker | 1999 | 1139.4 | 1374.1 | natural gas peaker
IL | natural gas peaker | 2000 | 1762.8 | 1956.6 | natural gas peaker
IL | natural gas peaker | 2001 | 2975.4 | 3500.8 | natural gas peaker
IL | natural gas peaker | 2002 | 3017.6 | 3657.1 | natural gas peaker
IL | natural gas peaker | 2003 | 764.8 | 1072.3 | natural gas peaker
IL | natural gas peaker | 2005 | 483.9 | 572.3 | natural gas peaker
IL | natural gas peaker | 2012 | 6.6 | 7 | natural gas peaker
IL | natural gas peaker | 2015 | 0.4 | 0.4 | natural gas peaker
IL | natural gas peaker | 2016 | 46.7 | 54.3 | natural gas peaker
IL | natural gas peaker | 2017 | 1 | 1 | natural gas peaker
IL | natural gas peaker | 2023 | 314 | 380 | natural gas peaker
IL | natural gas steam turbine | 1991 | 42.2 | 45 | natural gas steam turbine
IL | natural gas steam turbine | 2004 | 27.3 | 27.3 | natural gas steam turbine
IL | natural gas steam turbine | 2019 | 1.8 | 1.8 | natural gas steam turbine
IL | onshore wind | 2003 | 76.2 | 76.2 | onshore wind
IL | onshore wind | 2005 | 54.7 | 54.7 | onshore wind
IL | onshore wind | 2007 | 668.1 | 668.1 | onshore wind
IL | onshore wind | 2008 | 171 | 171 | onshore wind
IL | onshore wind | 2009 | 638.5 | 638.5 | onshore wind
IL | onshore wind | 2010 | 500 | 500 | onshore wind
IL | onshore wind | 2011 | 691.7 | 691.7 | onshore wind
IL | onshore wind | 2012 | 784.5 | 809.2 | onshore wind
IL | onshore wind | 2015 | 273 | 273 | onshore wind
IL | onshore wind | 2016 | 184 | 184 | onshore wind
IL | onshore wind | 2017 | 278.1 | 278.1 | onshore wind
IL | onshore wind | 2018 | 516 | 516 | onshore wind
IL | onshore wind | 2019 | 399.5 | 399.5 | onshore wind
IL | onshore wind | 2020 | 1098 | 1098 | onshore wind
IL | onshore wind | 2021 | 580 | 580 | onshore wind
IL | onshore wind | 2022 | 121.3 | 121.3 | onshore wind
IL | onshore wind | 2023 | 839.1 | 845.1 | onshore wind
IL | onshore wind | 2025 | 558.4 | 558.4 | onshore wind
IL | petroleum | 1992 | 2.5 | 2.5 | petroleum
IL | petroleum | 1993 | 6.6 | 6.6 | petroleum
IL | petroleum | 1994 | 1 | 1.1 | petroleum
IL | petroleum | 1995 | 1 | 1.1 | petroleum
IL | petroleum | 1996 | 21.2 | 20.8 | petroleum
IL | petroleum | 1997 | 2.5 | 2.5 | petroleum
IL | petroleum | 1998 | 7.9 | 8.9 | petroleum
IL | petroleum | 1999 | 3.7 | 3.7 | petroleum
IL | petroleum | 2000 | 32 | 32 | petroleum
IL | petroleum | 2001 | 18 | 18 | petroleum
IL | petroleum | 2002 | 44.4 | 44.3 | petroleum
IL | petroleum | 2003 | 8.5 | 8.5 | petroleum
IL | petroleum | 2005 | 1.4 | 2 | petroleum
IL | petroleum | 2006 | 2.6 | 2.6 | petroleum
IL | petroleum | 2007 | 9 | 9 | petroleum
IL | petroleum | 2008 | 2.5 | 2.5 | petroleum
IL | petroleum | 2010 | 6 | 6 | petroleum
IL | petroleum | 2011 | 23.3 | 23.3 | petroleum
IL | petroleum | 2012 | 10.9 | 11.3 | petroleum
IL | petroleum | 2013 | 1.1 | 1.1 | petroleum
IL | petroleum | 2014 | 7.9 | 7.9 | petroleum
IL | petroleum | 2016 | 5.4 | 5.4 | petroleum
IL | petroleum | 2019 | 2.8 | 2.8 | petroleum
IL | petroleum | 2024 | 3.89 | 4 | petroleum
IL | solar pv | 2009 | 9 | 9 | solar pv
IL | solar pv | 2012 | 22.6 | 22.6 | solar pv
IL | solar pv | 2014 | 0.3 | 0.3 | solar pv
IL | solar pv | 2015 | 5.6 | 5.9 | solar pv
IL | solar pv | 2016 | 2 | 2 | solar pv
IL | solar pv | 2017 | 2.1 | 2.1 | solar pv
IL | solar pv | 2019 | 4.4 | 4.4 | solar pv
IL | solar pv | 2020 | 83.3 | 83.3 | solar pv
IL | solar pv | 2021 | 539 | 539 | solar pv
IL | solar pv | 2022 | 240.2 | 240.2 | solar pv
IL | solar pv | 2023 | 340.2 | 334.8 | solar pv
IL | solar pv | 2024 | 1746 | 1746 | solar pv
IL | solar pv | 2025 | 1273.92 | 1274.8 | solar pv
IN | biomass | 2003 | 3.2 | 3.2 | biomass
IN | biomass | 2005 | 3.5 | 3.6 | biomass
IN | biomass | 2007 | 5.5 | 5.8 | biomass
IN | biomass | 2009 | 3.6 | 4.6 | biomass
IN | biomass | 2010 | 4.8 | 4.8 | biomass
IN | biomass | 2011 | 3 | 3 | biomass
IN | biomass | 2012 | 3.2 | 3.2 | biomass
IN | biomass | 2013 | 0.7 | 0.9 | biomass
IN | biomass | 2014 | 8.7 | 9 | biomass
IN | biomass | 2015 | 3 | 3 | biomass
IN | biomass | 2016 | 0.7 | 0.8 | biomass
IN | biomass | 2017 | 6.4 | 6.4 | biomass
IN | biomass | 2020 | 1.4 | 1.6 | biomass
IN | biomass | 2021 | 1.3 | 1.3 | biomass
IN | hard coal | 1996 | 3 | 5.5 | hard coal
IN | hard coal | 2013 | 555 | 331.5 | hard coal
IN | hydro | 2022 | 2.5 | 2.5 | hydro
IN | natural gas combined cycle | 2002 | 850.2 | 1004.8 | natural gas combined cycle
IN | natural gas combined cycle | 2003 | 416 | 420 | natural gas combined cycle
IN | natural gas combined cycle | 2004 | 1206.7 | 1232 | natural gas combined cycle
IN | natural gas combined cycle | 2013 | 481.2 | 481.2 | natural gas combined cycle
IN | natural gas combined cycle | 2018 | 1388 | 1424 | natural gas combined cycle
IN | natural gas peaker | 1991 | 80 | 88.2 | natural gas peaker
IN | natural gas peaker | 1992 | 136 | 165.6 | natural gas peaker
IN | natural gas peaker | 1993 | 84 | 112.5 | natural gas peaker
IN | natural gas peaker | 1994 | 73.4 | 89.4 | natural gas peaker
IN | natural gas peaker | 1995 | 221 | 275 | natural gas peaker
IN | natural gas peaker | 1997 | 34 | 42 | natural gas peaker
IN | natural gas peaker | 1999 | 3.2 | 3.2 | natural gas peaker
IN | natural gas peaker | 2000 | 1424.7 | 1689.4 | natural gas peaker
IN | natural gas peaker | 2001 | 438.3 | 502.5 | natural gas peaker
IN | natural gas peaker | 2002 | 237.2 | 252.4 | natural gas peaker
IN | natural gas peaker | 2004 | 72 | 85.9 | natural gas peaker
IN | natural gas peaker | 2005 | 239.7 | 405.2 | natural gas peaker
IN | natural gas peaker | 2007 | 3.2 | 3.2 | natural gas peaker
IN | natural gas peaker | 2009 | 3.2 | 3.2 | natural gas peaker
IN | natural gas peaker | 2010 | 3.2 | 3.2 | natural gas peaker
IN | natural gas peaker | 2011 | 4.9 | 5.1 | natural gas peaker
IN | natural gas peaker | 2013 | 2.5 | 2.5 | natural gas peaker
IN | natural gas peaker | 2017 | 78.6 | 108 | natural gas peaker
IN | natural gas peaker | 2019 | 11.2 | 10.8 | natural gas peaker
IN | natural gas peaker | 2020 | 0.9 | 1 | natural gas peaker
IN | natural gas peaker | 2021 | 57.2 | 61.8 | natural gas peaker
IN | natural gas peaker | 2022 | 18.2 | 18.8 | natural gas peaker
IN | natural gas peaker | 2023 | 0.8 | 1.5 | natural gas peaker
IN | natural gas peaker | 2024 | 2.5 | 1.8 | natural gas peaker
IN | natural gas peaker | 2025 | 437.92 | 471 | natural gas peaker
IN | natural gas steam turbine | 1995 | 30.8 | 30.8 | natural gas steam turbine
IN | natural gas steam turbine | 1997 | 19 | 19 | natural gas steam turbine
IN | natural gas steam turbine | 2000 | 9.4 | 9.4 | natural gas steam turbine
IN | natural gas steam turbine | 2002 | 28 | 55 | natural gas steam turbine
IN | natural gas steam turbine | 2008 | 3.6 | 3.6 | natural gas steam turbine
IN | natural gas steam turbine | 2009 | 3.4 | 3.4 | natural gas steam turbine
IN | natural gas steam turbine | 2017 | 7.4 | 7.4 | natural gas steam turbine
IN | natural gas steam turbine | 2020 | 5.5 | 6.1 | natural gas steam turbine
IN | onshore wind | 2008 | 130.5 | 130.5 | onshore wind
IN | onshore wind | 2009 | 806 | 806 | onshore wind
IN | onshore wind | 2010 | 311.5 | 311.5 | onshore wind
IN | onshore wind | 2012 | 200 | 200 | onshore wind
IN | onshore wind | 2014 | 200 | 200 | onshore wind
IN | onshore wind | 2016 | 150 | 150 | onshore wind
IN | onshore wind | 2017 | 219.7 | 219.7 | onshore wind
IN | onshore wind | 2018 | 200.4 | 200.4 | onshore wind
IN | onshore wind | 2020 | 643.2 | 647.2 | onshore wind
IN | onshore wind | 2021 | 502.4 | 502.4 | onshore wind
IN | onshore wind | 2023 | 88 | 88 | onshore wind
IN | onshore wind | 2024 | 200 | 201.6 | onshore wind
IN | onshore wind | 2025 | 200.1 | 200.1 | onshore wind
IN | petroleum | 1992 | 2.5 | 2.5 | petroleum
IN | petroleum | 1994 | 0.9 | 0.8 | petroleum
IN | petroleum | 1996 | 1.8 | 1.8 | petroleum
IN | petroleum | 1997 | 1.5 | 1.5 | petroleum
IN | petroleum | 1998 | 1 | 1 | petroleum
IN | petroleum | 2000 | 1.8 | 1.8 | petroleum
IN | petroleum | 2001 | 15.7 | 17.4 | petroleum
IN | petroleum | 2002 | 1.8 | 1.8 | petroleum
IN | petroleum | 2004 | 4 | 4 | petroleum
IN | petroleum | 2005 | 2 | 2 | petroleum
IN | petroleum | 2006 | 5.1 | 5.7 | petroleum
IN | petroleum | 2010 | 3 | 3 | petroleum
IN | petroleum | 2015 | 1 | 1 | petroleum
IN | solar pv | 2011 | 1.5 | 1.9 | solar pv
IN | solar pv | 2012 | 7.5 | 7.5 | solar pv
IN | solar pv | 2013 | 42.6 | 42.7 | solar pv
IN | solar pv | 2014 | 41.8 | 41.8 | solar pv
IN | solar pv | 2015 | 34.5 | 34.5 | solar pv
IN | solar pv | 2016 | 33 | 33.7 | solar pv
IN | solar pv | 2017 | 36.2 | 36.2 | solar pv
IN | solar pv | 2018 | 19.2 | 19.2 | solar pv
IN | solar pv | 2019 | 28.1 | 28.1 | solar pv
IN | solar pv | 2020 | 33.1 | 33.1 | solar pv
IN | solar pv | 2021 | 328.7 | 328.7 | solar pv
IN | solar pv | 2022 | 34 | 34 | solar pv
IN | solar pv | 2023 | 648.7 | 648.7 | solar pv
IN | solar pv | 2024 | 1201.1 | 1201.1 | solar pv
IN | solar pv | 2025 | 2102.2 | 2102.2 | solar pv
KS | biomass | 2010 | 7.1 | 7.2 | biomass
KS | biomass | 2013 | 1.9 | 2 | biomass
KS | hydro | 2012 | 4.6 | 4.6 | hydro
KS | natural gas combined cycle | 2007 | 144.1 | 148.8 | natural gas combined cycle
KS | natural gas combined cycle | 2016 | 108.1 | 118.8 | natural gas combined cycle
KS | natural gas peaker | 1990 | 32 | 39.2 | natural gas peaker
KS | natural gas peaker | 1992 | 0.8 | 1 | natural gas peaker
KS | natural gas peaker | 1993 | 7.4 | 7.5 | natural gas peaker
KS | natural gas peaker | 1994 | 14.6 | 15.9 | natural gas peaker
KS | natural gas peaker | 1995 | 0.8 | 1 | natural gas peaker
KS | natural gas peaker | 1996 | 35.9 | 42.8 | natural gas peaker
KS | natural gas peaker | 1998 | 85.7 | 121.4 | natural gas peaker
KS | natural gas peaker | 1999 | 1.1 | 1.3 | natural gas peaker
KS | natural gas peaker | 2000 | 164.2 | 201.6 | natural gas peaker
KS | natural gas peaker | 2001 | 174.3 | 189.1 | natural gas peaker
KS | natural gas peaker | 2002 | 57.6 | 79.2 | natural gas peaker
KS | natural gas peaker | 2003 | 419.2 | 510 | natural gas peaker
KS | natural gas peaker | 2004 | 13.6 | 14.4 | natural gas peaker
KS | natural gas peaker | 2005 | 6.1 | 6.7 | natural gas peaker
KS | natural gas peaker | 2006 | 72 | 104 | natural gas peaker
KS | natural gas peaker | 2008 | 415.2 | 463 | natural gas peaker
KS | natural gas peaker | 2009 | 327.4 | 342.8 | natural gas peaker
KS | natural gas peaker | 2011 | 1.9 | 2 | natural gas peaker
KS | natural gas peaker | 2014 | 133.4 | 147.6 | natural gas peaker
KS | natural gas peaker | 2016 | 30.8 | 31.1 | natural gas peaker
KS | natural gas peaker | 2017 | 56.1 | 56.1 | natural gas peaker
KS | natural gas peaker | 2020 | 11.9 | 13.5 | natural gas peaker
KS | natural gas peaker | 2024 | 4 | 4.2 | natural gas peaker
KS | natural gas steam turbine | 2006 | 0.7 | 1.7 | natural gas steam turbine
KS | natural gas steam turbine | 2008 | 5.9 | 6.8 | natural gas steam turbine
KS | onshore wind | 1999 | 1.4 | 1.4 | onshore wind
KS | onshore wind | 2001 | 112.2 | 112.2 | onshore wind
KS | onshore wind | 2005 | 150 | 150 | onshore wind
KS | onshore wind | 2006 | 100.5 | 100.5 | onshore wind
KS | onshore wind | 2008 | 301.8 | 301.8 | onshore wind
KS | onshore wind | 2009 | 341.5 | 341.5 | onshore wind
KS | onshore wind | 2010 | 60.5 | 60.5 | onshore wind
KS | onshore wind | 2012 | 1646.8 | 1646.8 | onshore wind
KS | onshore wind | 2013 | 253.8 | 253.8 | onshore wind
KS | onshore wind | 2015 | 614 | 614 | onshore wind
KS | onshore wind | 2016 | 879.3 | 895.9 | onshore wind
KS | onshore wind | 2017 | 658.8 | 658.8 | onshore wind
KS | onshore wind | 2018 | 542.8 | 542.8 | onshore wind
KS | onshore wind | 2019 | 474.9 | 474.9 | onshore wind
KS | onshore wind | 2020 | 894.7 | 894.7 | onshore wind
KS | onshore wind | 2021 | 1023.3 | 1029.9 | onshore wind
KS | onshore wind | 2022 | 197.4 | 197.4 | onshore wind
KS | onshore wind | 2023 | 804.6 | 844 | onshore wind
KS | onshore wind | 2025 | 594.2 | 594.2 | onshore wind
KS | petroleum | 1990 | 2.5 | 2.9 | petroleum
KS | petroleum | 1991 | 11.4 | 12 | petroleum
KS | petroleum | 1992 | 4.1 | 4.5 | petroleum
KS | petroleum | 1993 | 1.6 | 1.6 | petroleum
KS | petroleum | 1994 | 6.2 | 6.7 | petroleum
KS | petroleum | 1996 | 8.1 | 8 | petroleum
KS | petroleum | 1997 | 11.6 | 12.7 | petroleum
KS | petroleum | 1999 | 23.2 | 23.4 | petroleum
KS | petroleum | 2000 | 2.2 | 2.5 | petroleum
KS | petroleum | 2001 | 3.6 | 4 | petroleum
KS | petroleum | 2002 | 22.9 | 22.9 | petroleum
KS | petroleum | 2003 | 10.6 | 11.2 | petroleum
KS | petroleum | 2004 | 15.1 | 15.2 | petroleum
KS | petroleum | 2005 | 15.1 | 15.4 | petroleum
KS | petroleum | 2007 | 5.6 | 5.7 | petroleum
KS | petroleum | 2014 | 2.8 | 3 | petroleum
KS | petroleum | 2015 | 4.9 | 4.9 | petroleum
KS | petroleum | 2016 | 2 | 2 | petroleum
KS | petroleum | 2017 | 13.8 | 14 | petroleum
KS | petroleum | 2018 | 6 | 6 | petroleum
KS | petroleum | 2019 | 4 | 4 | petroleum
KS | petroleum | 2020 | 4 | 4 | petroleum
KS | petroleum | 2021 | 1.8 | 1.8 | petroleum
KS | petroleum | 2022 | 2.8 | 3.1 | petroleum
KS | petroleum | 2023 | 8.7 | 8.7 | petroleum
KS | petroleum | 2024 | 11 | 11 | petroleum
KS | petroleum | 2025 | 4 | 4.4 | petroleum
KS | solar pv | 2015 | 0.9 | 1 | solar pv
KS | solar pv | 2017 | 3 | 3 | solar pv
KS | solar pv | 2019 | 6 | 6 | solar pv
KS | solar pv | 2020 | 20 | 20 | solar pv
KS | solar pv | 2021 | 15 | 15 | solar pv
KS | solar pv | 2022 | 6.3 | 6.3 | solar pv
KS | solar pv | 2023 | 5.9 | 5.9 | solar pv
KS | solar pv | 2024 | 8.7 | 8.7 | solar pv
KS | solar pv | 2025 | 212.1 | 212.5 | solar pv
KY | biomass | 1995 | 3 | 4 | biomass
KY | biomass | 2001 | 49 | 88 | biomass
KY | biomass | 2002 | 0.3 | 1 | biomass
KY | biomass | 2003 | 8.8 | 8.8 | biomass
KY | biomass | 2006 | 3.2 | 3.2 | biomass
KY | biomass | 2007 | 3.2 | 3.2 | biomass
KY | biomass | 2009 | 1.6 | 2 | biomass
KY | biomass | 2013 | 1.2 | 1.6 | biomass
KY | biomass | 2015 | 0.9 | 1 | biomass
KY | biomass | 2016 | 2.5 | 2.6 | biomass
KY | biomass | 2019 | 2.4 | 2.4 | biomass
KY | hard coal | 1990 | 493 | 566.1 | hard coal
KY | hard coal | 2005 | 268 | 329.4 | hard coal
KY | hard coal | 2009 | 268 | 329.4 | hard coal
KY | hard coal | 2011 | 732 | 834 | hard coal
KY | hydro | 2007 | 1.6 | 1.4 | hydro
KY | hydro | 2008 | 0.7 | 0.7 | hydro
KY | hydro | 2016 | 192.9 | 192.9 | hydro
KY | hydro | 2017 | 75.9 | 75.9 | hydro
KY | hydro | 2021 | 2.5 | 2.5 | hydro
KY | natural gas combined cycle | 2015 | 691 | 807 | natural gas combined cycle
KY | natural gas combined cycle | 2017 | 1100 | 1160 | natural gas combined cycle
KY | natural gas peaker | 1994 | 121 | 126 | natural gas peaker
KY | natural gas peaker | 1995 | 242 | 252 | natural gas peaker
KY | natural gas peaker | 1996 | 121 | 126 | natural gas peaker
KY | natural gas peaker | 1999 | 613 | 710.6 | natural gas peaker
KY | natural gas peaker | 2000 | 23 | 26.7 | natural gas peaker
KY | natural gas peaker | 2001 | 916.6 | 1166.2 | natural gas peaker
KY | natural gas peaker | 2002 | 1724.6 | 2127.4 | natural gas peaker
KY | natural gas peaker | 2004 | 636 | 796 | natural gas peaker
KY | natural gas peaker | 2005 | 138 | 189.8 | natural gas peaker
KY | natural gas peaker | 2010 | 262 | 336.4 | natural gas peaker
KY | natural gas peaker | 2023 | 663 | 693.6 | natural gas peaker
KY | solar pv | 2016 | 10 | 13 | solar pv
KY | solar pv | 2017 | 16.1 | 16.3 | solar pv
KY | solar pv | 2019 | 1.7 | 2.1 | solar pv
KY | solar pv | 2022 | 50 | 50 | solar pv
KY | solar pv | 2023 | 4.5 | 4.5 | solar pv
KY | solar pv | 2024 | 343.8 | 343.8 | solar pv
KY | solar pv | 2025 | 710 | 710 | solar pv
LA | biomass | 1995 | 1.3 | 1.5 | biomass
LA | biomass | 1999 | 34.4 | 37 | biomass
LA | biomass | 2008 | 55 | 78.8 | biomass
LA | hydro | 1990 | 192 | 192 | hydro
LA | natural gas combined cycle | 1996 | 100 | 125.8 | natural gas combined cycle
LA | natural gas combined cycle | 1997 | 120 | 147.8 | natural gas combined cycle
LA | natural gas combined cycle | 2000 | 438.7 | 566.1 | natural gas combined cycle
LA | natural gas combined cycle | 2002 | 4506.8 | 4368.2 | natural gas combined cycle
LA | natural gas combined cycle | 2003 | 521 | 555 | natural gas combined cycle
LA | natural gas combined cycle | 2004 | 793 | 987 | natural gas combined cycle
LA | natural gas combined cycle | 2010 | 511 | 624 | natural gas combined cycle
LA | natural gas combined cycle | 2014 | 896 | 649.5 | natural gas combined cycle
LA | natural gas combined cycle | 2016 | 64 | 74.1 | natural gas combined cycle
LA | natural gas combined cycle | 2019 | 1000 | 1000 | natural gas combined cycle
LA | natural gas combined cycle | 2020 | 1000 | 1000 | natural gas combined cycle
LA | natural gas combined cycle | 2024 | 97.8 | 97.8 | natural gas combined cycle
LA | natural gas combined cycle | 2025 | 678.7 | 722.9 | natural gas combined cycle
LA | natural gas peaker | 1990 | 120.5 | 130.9 | natural gas peaker
LA | natural gas peaker | 1995 | 29.5 | 25 | natural gas peaker
LA | natural gas peaker | 1996 | 33 | 38.8 | natural gas peaker
LA | natural gas peaker | 1997 | 225.7 | 306.7 | natural gas peaker
LA | natural gas peaker | 1998 | 39.2 | 41.2 | natural gas peaker
LA | natural gas peaker | 1999 | 176.6 | 196.8 | natural gas peaker
LA | natural gas peaker | 2000 | 215.9 | 258.2 | natural gas peaker
LA | natural gas peaker | 2001 | 511.1 | 636.8 | natural gas peaker
LA | natural gas peaker | 2002 | 358.8 | 496 | natural gas peaker
LA | natural gas peaker | 2004 | 27 | 27.1 | natural gas peaker
LA | natural gas peaker | 2005 | 95.5 | 100.8 | natural gas peaker
LA | natural gas peaker | 2006 | 95.1 | 100.8 | natural gas peaker
LA | natural gas peaker | 2011 | 64.1 | 73.3 | natural gas peaker
LA | natural gas peaker | 2016 | 92.2 | 104.3 | natural gas peaker
LA | natural gas peaker | 2019 | 45 | 62 | natural gas peaker
LA | natural gas peaker | 2020 | 501.5 | 531.2 | natural gas peaker
LA | natural gas steam turbine | 1990 | 8 | 12 | natural gas steam turbine
LA | natural gas steam turbine | 1995 | 4 | 7.8 | natural gas steam turbine
LA | natural gas steam turbine | 1997 | 0.6 | 0.6 | natural gas steam turbine
LA | natural gas steam turbine | 2003 | 2.3 | 5 | natural gas steam turbine
LA | natural gas steam turbine | 2005 | 7.2 | 7.2 | natural gas steam turbine
LA | natural gas steam turbine | 2024 | 4.2 | 4.7 | natural gas steam turbine
LA | petroleum | 2009 | 32.1 | 41 | petroleum
LA | petroleum | 2010 | 636 | 705.8 | petroleum
LA | petroleum | 2014 | 1.8 | 2 | petroleum
LA | solar pv | 2016 | 1.1 | 1.1 | solar pv
LA | solar pv | 2019 | 23.4 | 23.4 | solar pv
LA | solar pv | 2020 | 50 | 50 | solar pv
LA | solar pv | 2022 | 50 | 50 | solar pv
LA | solar pv | 2023 | 220 | 220 | solar pv
LA | solar pv | 2024 | 708.1 | 725.9 | solar pv
LA | solar pv | 2025 | 282 | 282 | solar pv
MA | biomass | 1992 | 14.9 | 18 | biomass
MA | biomass | 1993 | 1.8 | 2 | biomass
MA | biomass | 1997 | 10.1 | 11 | biomass
MA | biomass | 1998 | 9 | 17.5 | biomass
MA | biomass | 2000 | 8.9 | 10.3 | biomass
MA | biomass | 2001 | 2.8 | 3.2 | biomass
MA | biomass | 2004 | 5.7 | 5.7 | biomass
MA | biomass | 2005 | 3.2 | 3.3 | biomass
MA | biomass | 2007 | 3.2 | 3.2 | biomass
MA | biomass | 2009 | 1.6 | 1.6 | biomass
MA | biomass | 2010 | 2 | 2.1 | biomass
MA | biomass | 2011 | 3.3 | 3.4 | biomass
MA | hydro | 1995 | 0.9 | 0.9 | hydro
MA | hydro | 1999 | 0.3 | 0.3 | hydro
MA | hydro | 2001 | 2 | 2 | hydro
MA | hydro | 2006 | 0.6 | 0.6 | hydro
MA | hydro | 2014 | 0.2 | 0.2 | hydro
MA | municipal solid waste | 1993 | 26.7 | 34 | municipal solid waste
MA | natural gas combined cycle | 1990 | 157.7 | 175.5 | natural gas combined cycle
MA | natural gas combined cycle | 1991 | 264 | 386.1 | natural gas combined cycle
MA | natural gas combined cycle | 1992 | 94.3 | 74.1 | natural gas combined cycle
MA | natural gas combined cycle | 1993 | 449.8 | 510.2 | natural gas combined cycle
MA | natural gas combined cycle | 1999 | 394.82 | 489 | natural gas combined cycle
MA | natural gas combined cycle | 2001 | 811.76 | 1005.5 | natural gas combined cycle
MA | natural gas combined cycle | 2002 | 703.33 | 764.2 | natural gas combined cycle
MA | natural gas combined cycle | 2003 | 724 | 872.2 | natural gas combined cycle
MA | natural gas combined cycle | 2018 | 1156.4 | 798.2 | natural gas combined cycle
MA | natural gas peaker | 1990 | 30 | 43.6 | natural gas peaker
MA | natural gas peaker | 1993 | 3 | 3 | natural gas peaker
MA | natural gas peaker | 1994 | 4.8 | 5.2 | natural gas peaker
MA | natural gas peaker | 1995 | 19 | 21.2 | natural gas peaker
MA | natural gas peaker | 1999 | 1.9 | 1.9 | natural gas peaker
MA | natural gas peaker | 2003 | 25 | 25 | natural gas peaker
MA | natural gas peaker | 2006 | 1.2 | 1.2 | natural gas peaker
MA | natural gas peaker | 2007 | 10 | 11 | natural gas peaker
MA | natural gas peaker | 2008 | 2.7 | 5.3 | natural gas peaker
MA | natural gas peaker | 2009 | 124.8 | 139.3 | natural gas peaker
MA | natural gas peaker | 2011 | 7.2 | 7.2 | natural gas peaker
MA | natural gas peaker | 2013 | 8 | 9.5 | natural gas peaker
MA | natural gas peaker | 2015 | 10.3 | 11.2 | natural gas peaker
MA | natural gas peaker | 2017 | 15.5 | 15.8 | natural gas peaker
MA | natural gas peaker | 2019 | 195.2 | 270.2 | natural gas peaker
MA | natural gas peaker | 2020 | 3.6 | 3.6 | natural gas peaker
MA | natural gas peaker | 2021 | 41.3 | 49.1 | natural gas peaker
MA | natural gas peaker | 2022 | 3.3 | 4.6 | natural gas peaker
MA | natural gas peaker | 2024 | 63 | 65 | natural gas peaker
MA | natural gas steam turbine | 2002 | 3 | 5 | natural gas steam turbine
MA | natural gas steam turbine | 2003 | 3 | 3 | natural gas steam turbine
MA | natural gas steam turbine | 2006 | 0.5 | 0.5 | natural gas steam turbine
MA | natural gas steam turbine | 2007 | 4 | 4 | natural gas steam turbine
MA | natural gas steam turbine | 2010 | 2.1 | 2.1 | natural gas steam turbine
MA | natural gas steam turbine | 2013 | 0.6 | 0.6 | natural gas steam turbine
MA | onshore wind | 2006 | 1.8 | 1.8 | onshore wind
MA | onshore wind | 2007 | 1.8 | 1.5 | onshore wind
MA | onshore wind | 2009 | 2.7 | 2.7 | onshore wind
MA | onshore wind | 2010 | 4.7 | 4.7 | onshore wind
MA | onshore wind | 2011 | 24.5 | 24.5 | onshore wind
MA | onshore wind | 2012 | 40.5 | 40.5 | onshore wind
MA | onshore wind | 2013 | 3.4 | 3.4 | onshore wind
MA | onshore wind | 2014 | 3.4 | 3.4 | onshore wind
MA | onshore wind | 2016 | 7.9 | 8 | onshore wind
MA | onshore wind | 2018 | 1.5 | 1.5 | onshore wind
MA | onshore wind | 2019 | 9.6 | 9.6 | onshore wind
MA | petroleum | 1991 | 0.5 | 0.5 | petroleum
MA | petroleum | 1995 | 49 | 57 | petroleum
MA | petroleum | 1997 | 1.1 | 1.1 | petroleum
MA | petroleum | 1998 | 5 | 5 | petroleum
MA | petroleum | 1999 | 0.1 | 0.1 | petroleum
MA | petroleum | 2000 | 1 | 1 | petroleum
MA | petroleum | 2001 | 0.9 | 0.9 | petroleum
MA | petroleum | 2003 | 0.1 | 0.1 | petroleum
MA | petroleum | 2004 | 0.2 | 0.2 | petroleum
MA | petroleum | 2005 | 0.3 | 0.3 | petroleum
MA | petroleum | 2006 | 0.3 | 0.3 | petroleum
MA | petroleum | 2007 | 4.4 | 4.4 | petroleum
MA | petroleum | 2009 | 0.4 | 0.4 | petroleum
MA | petroleum | 2011 | 0.2 | 0.2 | petroleum
MA | petroleum | 2012 | 1.6 | 1.6 | petroleum
MA | petroleum | 2013 | 0.4 | 0.4 | petroleum
MA | petroleum | 2014 | 0.5 | 0.5 | petroleum
MA | petroleum | 2015 | 0.2 | 0.2 | petroleum
MA | petroleum | 2016 | 0.2 | 0.2 | petroleum
MA | petroleum | 2017 | 4.5 | 4.5 | petroleum
MA | petroleum | 2018 | 10.4 | 10.4 | petroleum
MA | petroleum | 2019 | 346 | 347.9 | petroleum
MA | solar pv | 2008 | 0.1 | 0.1 | solar pv
MA | solar pv | 2010 | 3.3 | 3.5 | solar pv
MA | solar pv | 2011 | 9 | 9 | solar pv
MA | solar pv | 2012 | 52.03 | 53.4 | solar pv
MA | solar pv | 2013 | 109.9 | 110.3 | solar pv
MA | solar pv | 2014 | 148.9 | 150.4 | solar pv
MA | solar pv | 2015 | 69.3 | 68.9 | solar pv
MA | solar pv | 2016 | 116.2 | 118.4 | solar pv
MA | solar pv | 2017 | 219.1 | 219.6 | solar pv
MA | solar pv | 2018 | 110 | 110 | solar pv
MA | solar pv | 2019 | 109.6 | 109.5 | solar pv
MA | solar pv | 2020 | 136 | 136 | solar pv
MA | solar pv | 2021 | 204.6 | 204.1 | solar pv
MA | solar pv | 2022 | 96.7 | 96.6 | solar pv
MA | solar pv | 2023 | 44 | 44 | solar pv
MA | solar pv | 2024 | 21.3 | 21.3 | solar pv
MA | solar pv | 2025 | 35.32 | 36.8 | solar pv
MD | biomass | 2003 | 3.2 | 4 | biomass
MD | biomass | 2006 | 3.9 | 3 | biomass
MD | biomass | 2007 | 5.4 | 5.4 | biomass
MD | biomass | 2009 | 1.8 | 2.2 | biomass
MD | biomass | 2012 | 4 | 4.2 | biomass
MD | biomass | 2022 | 1.3 | 1 | biomass
MD | hard coal | 1991 | 638 | 685.1 | hard coal
MD | municipal solid waste | 1995 | 54 | 67.8 | municipal solid waste
MD | municipal solid waste | 2001 | 4.3 | 4.3 | municipal solid waste
MD | natural gas combined cycle | 1996 | 427.4 | 288.8 | natural gas combined cycle
MD | natural gas combined cycle | 2014 | 24.5 | 24.5 | natural gas combined cycle
MD | natural gas combined cycle | 2017 | 733.3 | 775.3 | natural gas combined cycle
MD | natural gas combined cycle | 2018 | 2228.4 | 1944.2 | natural gas combined cycle
MD | natural gas peaker | 1991 | 390 | 456 | natural gas peaker
MD | natural gas peaker | 1992 | 299 | 326 | natural gas peaker
MD | natural gas peaker | 1995 | 139 | 192 | natural gas peaker
MD | natural gas peaker | 2003 | 695.4 | 827.6 | natural gas peaker
MD | natural gas peaker | 2004 | 23.4 | 24.1 | natural gas peaker
MD | natural gas peaker | 2008 | 4.3 | 4.3 | natural gas peaker
MD | natural gas peaker | 2009 | 4.3 | 4.3 | natural gas peaker
MD | natural gas peaker | 2010 | 4.3 | 4.3 | natural gas peaker
MD | natural gas peaker | 2013 | 1.6 | 1.7 | natural gas peaker
MD | natural gas peaker | 2015 | 109.8 | 141 | natural gas peaker
MD | natural gas peaker | 2016 | 6.2 | 7.9 | natural gas peaker
MD | natural gas peaker | 2018 | 27.6 | 28 | natural gas peaker
MD | natural gas peaker | 2020 | 2 | 2 | natural gas peaker
MD | natural gas peaker | 2022 | 1.1 | 1.1 | natural gas peaker
MD | natural gas peaker | 2023 | 0.6 | 0.6 | natural gas peaker
MD | natural gas peaker | 2024 | 1.2 | 1.2 | natural gas peaker
MD | natural gas steam turbine | 2001 | 10 | 10 | natural gas steam turbine
MD | natural gas steam turbine | 2003 | 2 | 5.4 | natural gas steam turbine
MD | onshore wind | 2010 | 70 | 70 | onshore wind
MD | onshore wind | 2011 | 50 | 50 | onshore wind
MD | onshore wind | 2014 | 40 | 40 | onshore wind
MD | onshore wind | 2015 | 30 | 30 | onshore wind
MD | onshore wind | 2025 | 54.9 | 54.9 | onshore wind
MD | petroleum | 1990 | 80.2 | 94 | petroleum
MD | petroleum | 1994 | 1.6 | 1.7 | petroleum
MD | petroleum | 1995 | 6 | 6 | petroleum
MD | petroleum | 1999 | 3.6 | 3.6 | petroleum
MD | petroleum | 2000 | 1.8 | 1.8 | petroleum
MD | petroleum | 2003 | 2.3 | 2.3 | petroleum
MD | petroleum | 2004 | 9 | 10.8 | petroleum
MD | petroleum | 2014 | 4.6 | 4.6 | petroleum
MD | petroleum | 2021 | 1 | 1 | petroleum
MD | solar pv | 2010 | 1.4 | 1.4 | solar pv
MD | solar pv | 2011 | 6.1 | 6 | solar pv
MD | solar pv | 2012 | 24 | 24 | solar pv
MD | solar pv | 2013 | 28.7 | 34.9 | solar pv
MD | solar pv | 2014 | 4.4 | 4.4 | solar pv
MD | solar pv | 2015 | 48.7 | 48.7 | solar pv
MD | solar pv | 2016 | 64.7 | 64.7 | solar pv
MD | solar pv | 2017 | 5 | 5 | solar pv
MD | solar pv | 2018 | 104.4 | 104.3 | solar pv
MD | solar pv | 2019 | 33.6 | 33.6 | solar pv
MD | solar pv | 2020 | 84.2 | 86.7 | solar pv
MD | solar pv | 2021 | 51.2 | 51.2 | solar pv
MD | solar pv | 2022 | 113.5 | 113.5 | solar pv
MD | solar pv | 2023 | 58.7 | 58.7 | solar pv
MD | solar pv | 2024 | 96 | 95.9 | solar pv
MD | solar pv | 2025 | 336.5 | 352.4 | solar pv
ME | biomass | 1990 | 136 | 163.8 | biomass
ME | biomass | 1992 | 38 | 39.6 | biomass
ME | biomass | 2009 | 3.2 | 3.2 | biomass
ME | biomass | 2016 | 7.1 | 8.5 | biomass
ME | biomass | 2018 | 8.5 | 10 | biomass
ME | hydro | 1990 | 28 | 28.4 | hydro
ME | hydro | 2004 | 1 | 1 | hydro
ME | hydro | 2008 | 2.6 | 3 | hydro
ME | hydro | 2009 | 2.7 | 2.7 | hydro
ME | hydro | 2011 | 1.4 | 1.4 | hydro
ME | hydro | 2013 | 6.3 | 6.3 | hydro
ME | municipal solid waste | 1992 | 2.7 | 5 | municipal solid waste
ME | natural gas combined cycle | 2000 | 751.4 | 824.7 | natural gas combined cycle
ME | natural gas combined cycle | 2001 | 526.77 | 563.9 | natural gas combined cycle
ME | natural gas peaker | 1999 | 89.6 | 109 | natural gas peaker
ME | natural gas peaker | 2000 | 40.6 | 54.5 | natural gas peaker
ME | natural gas peaker | 2001 | 178 | 186.8 | natural gas peaker
ME | natural gas peaker | 2002 | 8.8 | 9.5 | natural gas peaker
ME | natural gas peaker | 2006 | 3.8 | 3.8 | natural gas peaker
ME | natural gas steam turbine | 1994 | 2 | 3 | natural gas steam turbine
ME | natural gas steam turbine | 2012 | 24 | 24 | natural gas steam turbine
ME | onshore wind | 2007 | 42 | 42 | onshore wind
ME | onshore wind | 2008 | 4.5 | 4.5 | onshore wind
ME | onshore wind | 2009 | 127.5 | 127.5 | onshore wind
ME | onshore wind | 2010 | 91.5 | 91.5 | onshore wind
ME | onshore wind | 2011 | 80 | 80 | onshore wind
ME | onshore wind | 2012 | 85.1 | 85.1 | onshore wind
ME | onshore wind | 2014 | 8.5 | 8.5 | onshore wind
ME | onshore wind | 2015 | 173.7 | 173.7 | onshore wind
ME | onshore wind | 2016 | 286 | 289 | onshore wind
ME | onshore wind | 2017 | 22.8 | 22.8 | onshore wind
ME | onshore wind | 2020 | 72.6 | 72.6 | onshore wind
ME | onshore wind | 2021 | 15.3 | 15.3 | onshore wind
ME | onshore wind | 2022 | 20 | 20 | onshore wind
ME | onshore wind | 2025 | 184.8 | 184.8 | onshore wind
ME | solar pv | 2017 | 15.5 | 15.5 | solar pv
ME | solar pv | 2020 | 49.4 | 49.4 | solar pv
ME | solar pv | 2021 | 143.7 | 143.7 | solar pv
ME | solar pv | 2022 | 170.2 | 170.2 | solar pv
ME | solar pv | 2023 | 154.3 | 154.3 | solar pv
ME | solar pv | 2024 | 313.05 | 317.2 | solar pv
ME | solar pv | 2025 | 35 | 35 | solar pv
MI | biomass | 1991 | 2.4 | 2.4 | biomass
MI | biomass | 1992 | 48.2 | 48.2 | biomass
MI | biomass | 1993 | 44.1 | 50.6 | biomass
MI | biomass | 1994 | 10.4 | 10.4 | biomass
MI | biomass | 1995 | 39.9 | 45.7 | biomass
MI | biomass | 1996 | 19.8 | 25.8 | biomass
MI | biomass | 1997 | 1.6 | 1.6 | biomass
MI | biomass | 1998 | 11.2 | 11.2 | biomass
MI | biomass | 2000 | 0.8 | 0.8 | biomass
MI | biomass | 2001 | 0.8 | 0.8 | biomass
MI | biomass | 2003 | 2.4 | 2.4 | biomass
MI | biomass | 2005 | 4.8 | 5.3 | biomass
MI | biomass | 2006 | 3.8 | 4 | biomass
MI | biomass | 2007 | 3.9 | 4.3 | biomass
MI | biomass | 2008 | 4.8 | 4.8 | biomass
MI | biomass | 2009 | 16.1 | 16.8 | biomass
MI | biomass | 2010 | 6 | 6 | biomass
MI | biomass | 2011 | 37.4 | 34.4 | biomass
MI | biomass | 2012 | 28 | 28.2 | biomass
MI | biomass | 2013 | 3.2 | 3.2 | biomass
MI | biomass | 2014 | 3 | 3.2 | biomass
MI | biomass | 2018 | 2.4 | 2.4 | biomass
MI | biomass | 2019 | 0.8 | 0.8 | biomass
MI | biomass | 2020 | 39.6 | 45.6 | biomass
MI | biomass | 2024 | 1.5 | 1.6 | biomass
MI | hard coal | 1990 | 61.5 | 71.5 | hard coal
MI | hydro | 1990 | 7 | 7 | hydro
MI | hydro | 1996 | 4.8 | 7.2 | hydro
MI | hydro | 2005 | 0.2 | 0.2 | hydro
MI | natural gas combined cycle | 1990 | 1351.5 | 1349.2 | natural gas combined cycle
MI | natural gas combined cycle | 1992 | 3.5 | 3.5 | natural gas combined cycle
MI | natural gas combined cycle | 1995 | 128 | 138.1 | natural gas combined cycle
MI | natural gas combined cycle | 1997 | 8.4 | 10 | natural gas combined cycle
MI | natural gas combined cycle | 1998 | 13.4 | 13.4 | natural gas combined cycle
MI | natural gas combined cycle | 1999 | 0.9 | 0.9 | natural gas combined cycle
MI | natural gas combined cycle | 2001 | 350 | 314.6 | natural gas combined cycle
MI | natural gas combined cycle | 2002 | 1058.9 | 1239.8 | natural gas combined cycle
MI | natural gas combined cycle | 2004 | 1586.3 | 1176 | natural gas combined cycle
MI | natural gas combined cycle | 2013 | 74.9 | 98 | natural gas combined cycle
MI | natural gas combined cycle | 2017 | 127.1 | 149.4 | natural gas combined cycle
MI | natural gas combined cycle | 2019 | 26.9 | 35 | natural gas combined cycle
MI | natural gas combined cycle | 2022 | 2420.6 | 2662.5 | natural gas combined cycle
MI | natural gas peaker | 1990 | 6.4 | 7 | natural gas peaker
MI | natural gas peaker | 1992 | 70 | 78.2 | natural gas peaker
MI | natural gas peaker | 1993 | 15 | 15.4 | natural gas peaker
MI | natural gas peaker | 1995 | 17.6 | 21.2 | natural gas peaker
MI | natural gas peaker | 1996 | 2.4 | 2.6 | natural gas peaker
MI | natural gas peaker | 1999 | 817.8 | 955.4 | natural gas peaker
MI | natural gas peaker | 2000 | 252.8 | 275.7 | natural gas peaker
MI | natural gas peaker | 2001 | 396 | 472.4 | natural gas peaker
MI | natural gas peaker | 2002 | 1313.8 | 1542.1 | natural gas peaker
MI | natural gas peaker | 2006 | 22.6 | 24.3 | natural gas peaker
MI | natural gas peaker | 2013 | 3.4 | 3.7 | natural gas peaker
MI | natural gas peaker | 2015 | 12.9 | 12.9 | natural gas peaker
MI | natural gas peaker | 2016 | 415 | 465.5 | natural gas peaker
MI | natural gas peaker | 2017 | 50.1 | 51.3 | natural gas peaker
MI | natural gas peaker | 2018 | 6.8 | 7.8 | natural gas peaker
MI | natural gas peaker | 2019 | 188.1 | 188 | natural gas peaker
MI | natural gas peaker | 2020 | 7.7 | 7.7 | natural gas peaker
MI | natural gas peaker | 2021 | 5 | 5 | natural gas peaker
MI | natural gas peaker | 2022 | 74.5 | 86.2 | natural gas peaker
MI | natural gas steam turbine | 1993 | 21 | 21 | natural gas steam turbine
MI | natural gas steam turbine | 1998 | 2.1 | 2.1 | natural gas steam turbine
MI | natural gas steam turbine | 2006 | 25 | 26 | natural gas steam turbine
MI | natural gas steam turbine | 2017 | 2.2 | 2.2 | natural gas steam turbine
MI | natural gas steam turbine | 2018 | 3.8 | 3.8 | natural gas steam turbine
MI | onshore wind | 2008 | 120.2 | 121.8 | onshore wind
MI | onshore wind | 2009 | 59 | 60 | onshore wind
MI | onshore wind | 2011 | 192 | 192 | onshore wind
MI | onshore wind | 2012 | 610.2 | 610.6 | onshore wind
MI | onshore wind | 2013 | 175.1 | 175.1 | onshore wind
MI | onshore wind | 2014 | 368.2 | 368.2 | onshore wind
MI | onshore wind | 2016 | 79.4 | 79.4 | onshore wind
MI | onshore wind | 2017 | 249 | 249 | onshore wind
MI | onshore wind | 2018 | 44 | 44 | onshore wind
MI | onshore wind | 2019 | 285.2 | 285.2 | onshore wind
MI | onshore wind | 2020 | 448.6 | 448.6 | onshore wind
MI | onshore wind | 2021 | 533.5 | 533.5 | onshore wind
MI | onshore wind | 2022 | 72.8 | 72.8 | onshore wind
MI | onshore wind | 2023 | 337.1 | 337.1 | onshore wind
MI | onshore wind | 2024 | 200 | 200 | onshore wind
MI | petroleum | 1990 | 6.5 | 6.5 | petroleum
MI | petroleum | 1991 | 11 | 11 | petroleum
MI | petroleum | 1992 | 1 | 1 | petroleum
MI | petroleum | 1993 | 2.5 | 2.5 | petroleum
MI | petroleum | 1994 | 11 | 11 | petroleum
MI | petroleum | 1995 | 1.7 | 2 | petroleum
MI | petroleum | 1996 | 2.4 | 2.4 | petroleum
MI | petroleum | 1999 | 5.2 | 5.2 | petroleum
MI | petroleum | 2000 | 6.5 | 6.9 | petroleum
MI | petroleum | 2001 | 3.3 | 3.4 | petroleum
MI | petroleum | 2002 | 4 | 4 | petroleum
MI | petroleum | 2003 | 2.6 | 2.8 | petroleum
MI | petroleum | 2005 | 4.6 | 4.6 | petroleum
MI | petroleum | 2006 | 4.5 | 4.5 | petroleum
MI | petroleum | 2007 | 7.7 | 7.7 | petroleum
MI | petroleum | 2008 | 6.6 | 6.8 | petroleum
MI | petroleum | 2021 | 7.2 | 8 | petroleum
MI | solar pv | 2015 | 1.8 | 1.8 | solar pv
MI | solar pv | 2016 | 11.1 | 11.1 | solar pv
MI | solar pv | 2017 | 61.5 | 61.5 | solar pv
MI | solar pv | 2018 | 25.2 | 26.3 | solar pv
MI | solar pv | 2019 | 1.8 | 1.8 | solar pv
MI | solar pv | 2020 | 123 | 123 | solar pv
MI | solar pv | 2021 | 127.7 | 127.7 | solar pv
MI | solar pv | 2022 | 355.4 | 355.4 | solar pv
MI | solar pv | 2023 | 267.5 | 267.5 | solar pv
MI | solar pv | 2024 | 183 | 183 | solar pv
MI | solar pv | 2025 | 807.8 | 807.8 | solar pv
MN | biomass | 1994 | 3.8 | 4.1 | biomass
MN | biomass | 1997 | 41.5 | 41.5 | biomass
MN | biomass | 2001 | 14 | 27.6 | biomass
MN | biomass | 2003 | 33.3 | 38 | biomass
MN | biomass | 2008 | 2.7 | 3.4 | biomass
MN | biomass | 2009 | 20.3 | 23.4 | biomass
MN | biomass | 2010 | 0.8 | 0.8 | biomass
MN | biomass | 2011 | 1.5 | 1.6 | biomass
MN | biomass | 2012 | 1.5 | 1.6 | biomass
MN | biomass | 2013 | 7.6 | 8 | biomass
MN | biomass | 2015 | 40 | 52.3 | biomass
MN | hard coal | 1990 | 7.5 | 7.5 | hard coal
MN | hydro | 1992 | 4 | 4.4 | hydro
MN | hydro | 2011 | 9.6 | 9.6 | hydro
MN | hydro | 2013 | 0.5 | 0.5 | hydro
MN | municipal solid waste | 2010 | 5 | 5.5 | municipal solid waste
MN | natural gas combined cycle | 1994 | 51 | 65.5 | natural gas combined cycle
MN | natural gas combined cycle | 1997 | 251 | 283.5 | natural gas combined cycle
MN | natural gas combined cycle | 2002 | 165 | 187.9 | natural gas combined cycle
MN | natural gas combined cycle | 2005 | 153 | 212.5 | natural gas combined cycle
MN | natural gas combined cycle | 2006 | 467 | 552.1 | natural gas combined cycle
MN | natural gas combined cycle | 2007 | 108 | 122 | natural gas combined cycle
MN | natural gas combined cycle | 2008 | 530 | 644 | natural gas combined cycle
MN | natural gas combined cycle | 2009 | 294 | 421.2 | natural gas combined cycle
MN | natural gas combined cycle | 2019 | 236.9 | 262.1 | natural gas combined cycle
MN | natural gas peaker | 1996 | 4.5 | 4.7 | natural gas peaker
MN | natural gas peaker | 2001 | 863 | 944.8 | natural gas peaker
MN | natural gas peaker | 2002 | 169 | 182.7 | natural gas peaker
MN | natural gas peaker | 2003 | 40.1 | 50 | natural gas peaker
MN | natural gas peaker | 2005 | 300 | 332.6 | natural gas peaker
MN | natural gas peaker | 2007 | 152.7 | 169.2 | natural gas peaker
MN | natural gas peaker | 2008 | 316 | 346.8 | natural gas peaker
MN | natural gas peaker | 2009 | 208 | 191.3 | natural gas peaker
MN | natural gas peaker | 2013 | 9.3 | 8.8 | natural gas peaker
MN | natural gas peaker | 2014 | 26 | 26 | natural gas peaker
MN | natural gas peaker | 2017 | 64.5 | 67.5 | natural gas peaker
MN | natural gas peaker | 2018 | 294.3 | 323.3 | natural gas peaker
MN | natural gas peaker | 2019 | 21.6 | 22.2 | natural gas peaker
MN | natural gas peaker | 2025 | 29.8 | 31 | natural gas peaker
MN | natural gas steam turbine | 1996 | 5.8 | 6.4 | natural gas steam turbine
MN | natural gas steam turbine | 1997 | 4.7 | 6 | natural gas steam turbine
MN | natural gas steam turbine | 1998 | 2 | 13 | natural gas steam turbine
MN | natural gas steam turbine | 1999 | 4.4 | 4.4 | natural gas steam turbine
MN | natural gas steam turbine | 2005 | 1 | 1 | natural gas steam turbine
MN | onshore wind | 1994 | 21.9 | 21.9 | onshore wind
MN | onshore wind | 1998 | 103.5 | 107.2 | onshore wind
MN | onshore wind | 1999 | 133.1 | 133.1 | onshore wind
MN | onshore wind | 2000 | 3.8 | 3.8 | onshore wind
MN | onshore wind | 2001 | 32.4 | 32.4 | onshore wind
MN | onshore wind | 2002 | 37.4 | 39.4 | onshore wind
MN | onshore wind | 2003 | 197.8 | 198 | onshore wind
MN | onshore wind | 2004 | 26.3 | 26.3 | onshore wind
MN | onshore wind | 2005 | 104.3 | 105.6 | onshore wind
MN | onshore wind | 2006 | 151.4 | 151.4 | onshore wind
MN | onshore wind | 2007 | 326.3 | 326.3 | onshore wind
MN | onshore wind | 2008 | 476.95 | 479.5 | onshore wind
MN | onshore wind | 2009 | 154 | 154 | onshore wind
MN | onshore wind | 2010 | 374.3 | 375.3 | onshore wind
MN | onshore wind | 2011 | 566.1 | 568.4 | onshore wind
MN | onshore wind | 2012 | 266 | 266 | onshore wind
MN | onshore wind | 2014 | 50 | 51.8 | onshore wind
MN | onshore wind | 2015 | 200 | 200 | onshore wind
MN | onshore wind | 2016 | 291 | 291.8 | onshore wind
MN | onshore wind | 2017 | 200 | 200 | onshore wind
MN | onshore wind | 2018 | 46.6 | 46.6 | onshore wind
MN | onshore wind | 2019 | 100 | 100 | onshore wind
MN | onshore wind | 2020 | 462.1 | 462.1 | onshore wind
MN | onshore wind | 2021 | 418 | 418 | onshore wind
MN | onshore wind | 2022 | 231.9 | 236 | onshore wind
MN | onshore wind | 2023 | 100 | 100 | onshore wind
MN | petroleum | 1990 | 2.1 | 5 | petroleum
MN | petroleum | 1992 | 4.8 | 4.8 | petroleum
MN | petroleum | 1993 | 8.4 | 8.4 | petroleum
MN | petroleum | 1994 | 8 | 8 | petroleum
MN | petroleum | 1995 | 5.7 | 5.8 | petroleum
MN | petroleum | 1996 | 7.4 | 7.4 | petroleum
MN | petroleum | 1997 | 11.3 | 11.3 | petroleum
MN | petroleum | 1998 | 18.6 | 18.6 | petroleum
MN | petroleum | 1999 | 21.9 | 25 | petroleum
MN | petroleum | 2000 | 12 | 12 | petroleum
MN | petroleum | 2001 | 45.9 | 49 | petroleum
MN | petroleum | 2002 | 48 | 49.5 | petroleum
MN | petroleum | 2003 | 27.2 | 28.8 | petroleum
MN | petroleum | 2004 | 19.6 | 26.8 | petroleum
MN | petroleum | 2005 | 24.4 | 29.4 | petroleum
MN | petroleum | 2006 | 4.8 | 4.8 | petroleum
MN | petroleum | 2007 | 6.2 | 12 | petroleum
MN | petroleum | 2009 | 32.8 | 37.5 | petroleum
MN | petroleum | 2010 | 11.5 | 11.5 | petroleum
MN | petroleum | 2011 | 20.8 | 22.9 | petroleum
MN | petroleum | 2012 | 6.3 | 8.8 | petroleum
MN | petroleum | 2014 | 0.8 | 1 | petroleum
MN | petroleum | 2015 | 2.9 | 2.9 | petroleum
MN | petroleum | 2020 | 3.3 | 3.3 | petroleum
MN | petroleum | 2021 | 12.4 | 12.4 | petroleum
MN | petroleum | 2022 | 12 | 12 | petroleum
MN | petroleum | 2023 | 1.8 | 1.8 | petroleum
MN | petroleum | 2024 | 5.6 | 6.2 | petroleum
MN | solar pv | 2013 | 1.7 | 1.7 | solar pv
MN | solar pv | 2015 | 2.3 | 2.3 | solar pv
MN | solar pv | 2016 | 257.8 | 260.2 | solar pv
MN | solar pv | 2017 | 251.4 | 256.4 | solar pv
MN | solar pv | 2018 | 229.28 | 231.8 | solar pv
MN | solar pv | 2019 | 152.1 | 152.1 | solar pv
MN | solar pv | 2020 | 124.1 | 124.1 | solar pv
MN | solar pv | 2021 | 80.5 | 81.1 | solar pv
MN | solar pv | 2022 | 49.6 | 51 | solar pv
MN | solar pv | 2023 | 146.86 | 146.5 | solar pv
MN | solar pv | 2024 | 351.38 | 351.2 | solar pv
MN | solar pv | 2025 | 261.1 | 261.1 | solar pv
MO | biomass | 2006 | 3 | 3.2 | biomass
MO | biomass | 2008 | 2 | 2 | biomass
MO | biomass | 2009 | 2.7 | 3 | biomass
MO | biomass | 2011 | 1.5 | 1.6 | biomass
MO | biomass | 2013 | 1 | 1 | biomass
MO | biomass | 2014 | 3.8 | 4 | biomass
MO | hard coal | 2010 | 899.7 | 999 | hard coal
MO | hard coal | 2011 | 275 | 300 | hard coal
MO | natural gas combined cycle | 1997 | 306.6 | 350 | natural gas combined cycle
MO | natural gas combined cycle | 1999 | 250 | 265.1 | natural gas combined cycle
MO | natural gas combined cycle | 2000 | 128.4 | 161 | natural gas combined cycle
MO | natural gas combined cycle | 2001 | 1001.7 | 1026 | natural gas combined cycle
MO | natural gas combined cycle | 2002 | 257.1 | 270 | natural gas combined cycle
MO | natural gas peaker | 1990 | 6.3 | 6.3 | natural gas peaker
MO | natural gas peaker | 1992 | 80 | 101.5 | natural gas peaker
MO | natural gas peaker | 1994 | 6.3 | 6.3 | natural gas peaker
MO | natural gas peaker | 1995 | 89 | 123 | natural gas peaker
MO | natural gas peaker | 1996 | 37.5 | 40 | natural gas peaker
MO | natural gas peaker | 1999 | 276.2 | 438 | natural gas peaker
MO | natural gas peaker | 2000 | 244.4 | 267.8 | natural gas peaker
MO | natural gas peaker | 2001 | 751.4 | 990 | natural gas peaker
MO | natural gas peaker | 2002 | 570.89 | 733.8 | natural gas peaker
MO | natural gas peaker | 2003 | 99.9 | 131 | natural gas peaker
MO | natural gas peaker | 2005 | 321.2 | 351 | natural gas peaker
MO | natural gas peaker | 2007 | 11.3 | 13.3 | natural gas peaker
MO | natural gas peaker | 2015 | 24 | 27.6 | natural gas peaker
MO | natural gas steam turbine | 1991 | 4.8 | 5 | natural gas steam turbine
MO | natural gas steam turbine | 1999 | 3 | 3 | natural gas steam turbine
MO | natural gas steam turbine | 2017 | 0.3 | 0.3 | natural gas steam turbine
MO | onshore wind | 2007 | 56.7 | 56.7 | onshore wind
MO | onshore wind | 2008 | 105.8 | 105.8 | onshore wind
MO | onshore wind | 2009 | 146 | 146 | onshore wind
MO | onshore wind | 2010 | 168 | 168 | onshore wind
MO | onshore wind | 2016 | 195.8 | 200.9 | onshore wind
MO | onshore wind | 2017 | 300 | 300 | onshore wind
MO | onshore wind | 2020 | 999.5 | 1027.9 | onshore wind
MO | onshore wind | 2021 | 421.1 | 448.4 | onshore wind
MO | petroleum | 1990 | 23.9 | 21.9 | petroleum
MO | petroleum | 1992 | 10.8 | 10.8 | petroleum
MO | petroleum | 1993 | 2 | 2.2 | petroleum
MO | petroleum | 1994 | 2.5 | 2.5 | petroleum
MO | petroleum | 1995 | 0.4 | 0.4 | petroleum
MO | petroleum | 1996 | 5.4 | 5.4 | petroleum
MO | petroleum | 1997 | 1 | 1 | petroleum
MO | petroleum | 1998 | 1.8 | 2 | petroleum
MO | petroleum | 1999 | 5.1 | 5.1 | petroleum
MO | petroleum | 2000 | 14.4 | 16 | petroleum
MO | petroleum | 2001 | 5 | 5.6 | petroleum
MO | petroleum | 2002 | 24.3 | 25.2 | petroleum
MO | petroleum | 2003 | 29.6 | 31.2 | petroleum
MO | petroleum | 2004 | 25.3 | 26.3 | petroleum
MO | petroleum | 2005 | 2.8 | 2.8 | petroleum
MO | petroleum | 2006 | 6 | 6 | petroleum
MO | petroleum | 2008 | 6.8 | 6.8 | petroleum
MO | petroleum | 2011 | 5.6 | 5.6 | petroleum
MO | petroleum | 2013 | 3.4 | 3.6 | petroleum
MO | solar pv | 2014 | 12.2 | 12.2 | solar pv
MO | solar pv | 2015 | 6.6 | 6.6 | solar pv
MO | solar pv | 2016 | 11.4 | 11.4 | solar pv
MO | solar pv | 2017 | 18.4 | 18.4 | solar pv
MO | solar pv | 2018 | 13.5 | 13.5 | solar pv
MO | solar pv | 2019 | 1.57 | 1.6 | solar pv
MO | solar pv | 2021 | 13.4 | 13.5 | solar pv
MO | solar pv | 2022 | 13.7 | 13.7 | solar pv
MO | solar pv | 2023 | 10 | 10 | solar pv
MO | solar pv | 2024 | 369 | 369 | solar pv
MO | solar pv | 2025 | 866.9 | 904.9 | solar pv
MS | biomass | 1990 | 64 | 64 | biomass
MS | biomass | 2012 | 1.6 | 1.6 | biomass
MS | lignite | 2001 | 440 | 513.7 | lignite
MS | natural gas combined cycle | 1996 | 6.8 | 6 | natural gas combined cycle
MS | natural gas combined cycle | 2000 | 858 | 891 | natural gas combined cycle
MS | natural gas combined cycle | 2001 | 3527.2 | 2235 | natural gas combined cycle
MS | natural gas combined cycle | 2003 | 3244 | 3607.4 | natural gas combined cycle
MS | natural gas combined cycle | 2006 | 710 | 850.5 | natural gas combined cycle
MS | natural gas combined cycle | 2012 | 150 | 167 | natural gas combined cycle
MS | natural gas combined cycle | 2014 | 1308.5 | 840 | natural gas combined cycle
MS | natural gas combined cycle | 2023 | 530.5 | 558 | natural gas combined cycle
MS | natural gas peaker | 1991 | 4 | 4.2 | natural gas peaker
MS | natural gas peaker | 1994 | 70 | 101.3 | natural gas peaker
MS | natural gas peaker | 1995 | 4.5 | 4.8 | natural gas peaker
MS | natural gas peaker | 1997 | 75 | 83 | natural gas peaker
MS | natural gas peaker | 2002 | 601.2 | 678.4 | natural gas peaker
MS | natural gas peaker | 2003 | 204 | 224.5 | natural gas peaker
MS | natural gas peaker | 2004 | 75 | 83.5 | natural gas peaker
MS | natural gas peaker | 2005 | 101 | 109.5 | natural gas peaker
MS | natural gas peaker | 2006 | 75 | 83.5 | natural gas peaker
MS | natural gas peaker | 2018 | 6.2 | 7.2 | natural gas peaker
MS | natural gas peaker | 2020 | 49.8 | 77.5 | natural gas peaker
MS | natural gas peaker | 2021 | 3.2 | 3.2 | natural gas peaker
MS | onshore wind | 2024 | 184.5 | 184.5 | onshore wind
MS | petroleum | 1998 | 9 | 9 | petroleum
MS | solar pv | 2016 | 3.1 | 3.1 | solar pv
MS | solar pv | 2017 | 157.5 | 157.5 | solar pv
MS | solar pv | 2019 | 57.5 | 57.5 | solar pv
MS | solar pv | 2021 | 1.2 | 1.2 | solar pv
MS | solar pv | 2022 | 100 | 100 | solar pv
MS | solar pv | 2023 | 106.3 | 106.3 | solar pv
MS | solar pv | 2024 | 794.1 | 794.1 | solar pv
MS | solar pv | 2025 | 304.8 | 304.8 | solar pv
MT | biomass | 2009 | 1.6 | 1.6 | biomass
MT | biomass | 2013 | 3 | 2.8 | biomass
MT | biomass | 2023 | 1.6 | 1.6 | biomass
MT | hard coal | 1990 | 38 | 46.1 | hard coal
MT | hard coal | 2006 | 107 | 115.7 | hard coal
MT | hard coal | 2011 | 1.5 | 1.5 | hard coal
MT | hydro | 2004 | 7.5 | 7.5 | hydro
MT | hydro | 2011 | 13 | 13 | hydro
MT | hydro | 2013 | 66 | 61 | hydro
MT | hydro | 2019 | 3.5 | 3.5 | hydro
MT | hydro | 2021 | 11.7 | 11.7 | hydro
MT | hydro | 2022 | 11.7 | 11.7 | hydro
MT | hydro | 2025 | 3.5 | 3.5 | hydro
MT | natural gas peaker | 2003 | 40.1 | 43 | natural gas peaker
MT | natural gas peaker | 2006 | 54 | 54.9 | natural gas peaker
MT | natural gas peaker | 2010 | 85 | 108.2 | natural gas peaker
MT | natural gas peaker | 2011 | 132.3 | 203.1 | natural gas peaker
MT | natural gas peaker | 2016 | 18.2 | 18.6 | natural gas peaker
MT | natural gas peaker | 2024 | 165.6 | 207 | natural gas peaker
MT | natural gas peaker | 2025 | 3.6 | 3.6 | natural gas peaker
MT | onshore wind | 2005 | 135 | 135 | onshore wind
MT | onshore wind | 2006 | 9.72 | 9.7 | onshore wind
MT | onshore wind | 2007 | 30 | 30 | onshore wind
MT | onshore wind | 2008 | 104.2 | 106.5 | onshore wind
MT | onshore wind | 2009 | 101.4 | 103.5 | onshore wind
MT | onshore wind | 2012 | 254.2 | 258.6 | onshore wind
MT | onshore wind | 2014 | 19.7 | 19.7 | onshore wind
MT | onshore wind | 2016 | 25 | 25 | onshore wind
MT | onshore wind | 2018 | 114.4 | 114.6 | onshore wind
MT | onshore wind | 2020 | 80 | 80 | onshore wind
MT | onshore wind | 2021 | 239.8 | 239.8 | onshore wind
MT | onshore wind | 2022 | 365.5 | 365.5 | onshore wind
MT | onshore wind | 2023 | 102.8 | 102.8 | onshore wind
MT | onshore wind | 2024 | 307.9 | 307.9 | onshore wind
MT | onshore wind | 2025 | 67.2 | 248 | onshore wind
MT | petroleum | 1995 | 52 | 68 | petroleum
MT | petroleum | 2025 | 2 | 2.5 | petroleum
MT | solar pv | 2017 | 17 | 17 | solar pv
MT | solar pv | 2022 | 2 | 2 | solar pv
MT | solar pv | 2023 | 160 | 160 | solar pv
MT | solar pv | 2025 | 2 | 2 | solar pv
NC | biomass | 1990 | 47 | 50 | biomass
NC | biomass | 1993 | 0.4 | 0.9 | biomass
NC | biomass | 1996 | 3.3 | 4.5 | biomass
NC | biomass | 1999 | 4.3 | 5.3 | biomass
NC | biomass | 2007 | 3.6 | 3.6 | biomass
NC | biomass | 2008 | 3.2 | 3.2 | biomass
NC | biomass | 2010 | 4.9 | 4.9 | biomass
NC | biomass | 2011 | 8.4 | 8.4 | biomass
NC | biomass | 2012 | 13.6 | 15.6 | biomass
NC | biomass | 2013 | 15 | 15.5 | biomass
NC | biomass | 2014 | 42 | 51.2 | biomass
NC | biomass | 2015 | 4.4 | 4.4 | biomass
NC | biomass | 2016 | 5.2 | 5.2 | biomass
NC | biomass | 2017 | 3.3 | 4.5 | biomass
NC | biomass | 2019 | 5.1 | 5.1 | biomass
NC | biomass | 2024 | 40 | 40 | biomass
NC | hard coal | 1991 | 28.7 | 28 | hard coal
NC | hydro | 1996 | 5.4 | 5.4 | hydro
NC | hydro | 1997 | 0.8 | 0.8 | hydro
NC | hydro | 2000 | 0.4 | 0.4 | hydro
NC | hydro | 2011 | 1.5 | 1.7 | hydro
NC | hydro | 2012 | 88.4 | 86.9 | hydro
NC | hydro | 2013 | 28 | 27.5 | hydro
NC | natural gas combined cycle | 2002 | 475 | 594.3 | natural gas combined cycle
NC | natural gas combined cycle | 2003 | 499 | 593.8 | natural gas combined cycle
NC | natural gas combined cycle | 2011 | 1276 | 1351.4 | natural gas combined cycle
NC | natural gas combined cycle | 2012 | 1554 | 1765.9 | natural gas combined cycle
NC | natural gas combined cycle | 2013 | 614 | 730 | natural gas combined cycle
NC | natural gas combined cycle | 2018 | 486 | 543.9 | natural gas combined cycle
NC | natural gas combined cycle | 2019 | 248 | 294 | natural gas combined cycle
NC | natural gas combined cycle | 2020 | 246 | 294 | natural gas combined cycle
NC | natural gas peaker | 1992 | 30 | 35.5 | natural gas peaker
NC | natural gas peaker | 1993 | 3.5 | 4 | natural gas peaker
NC | natural gas peaker | 1995 | 886 | 1332.2 | natural gas peaker
NC | natural gas peaker | 1996 | 290 | 438.4 | natural gas peaker
NC | natural gas peaker | 1999 | 160 | 211.7 | natural gas peaker
NC | natural gas peaker | 2000 | 1654 | 1970.1 | natural gas peaker
NC | natural gas peaker | 2001 | 1123.4 | 1395.8 | natural gas peaker
NC | natural gas peaker | 2002 | 152 | 199.4 | natural gas peaker
NC | natural gas peaker | 2007 | 621.5 | 630.3 | natural gas peaker
NC | natural gas peaker | 2009 | 153 | 198.9 | natural gas peaker
NC | natural gas peaker | 2010 | 24 | 30 | natural gas peaker
NC | natural gas peaker | 2012 | 747.3 | 747.2 | natural gas peaker
NC | natural gas peaker | 2013 | 56.5 | 57.3 | natural gas peaker
NC | natural gas peaker | 2017 | 84 | 121 | natural gas peaker
NC | natural gas peaker | 2019 | 5.3 | 5.6 | natural gas peaker
NC | natural gas peaker | 2024 | 324 | 402 | natural gas peaker
NC | natural gas steam turbine | 2012 | 844 | 909.5 | natural gas steam turbine
NC | natural gas steam turbine | 2019 | 1 | 1 | natural gas steam turbine
NC | onshore wind | 2016 | 208 | 208 | onshore wind
NC | onshore wind | 2024 | 189 | 189 | onshore wind
NC | petroleum | 1990 | 151.2 | 180 | petroleum
NC | petroleum | 1991 | 18 | 18 | petroleum
NC | petroleum | 1992 | 1.3 | 1.6 | petroleum
NC | petroleum | 1993 | 12 | 12 | petroleum
NC | petroleum | 1994 | 1.4 | 1.4 | petroleum
NC | petroleum | 1995 | 10.5 | 10.5 | petroleum
NC | petroleum | 1998 | 13.5 | 13.5 | petroleum
NC | petroleum | 1999 | 3 | 3 | petroleum
NC | petroleum | 2002 | 20.6 | 20.8 | petroleum
NC | petroleum | 2003 | 1.2 | 1.2 | petroleum
NC | petroleum | 2004 | 5.4 | 5.4 | petroleum
NC | petroleum | 2005 | 14.4 | 14.4 | petroleum
NC | petroleum | 2006 | 18 | 18 | petroleum
NC | petroleum | 2007 | 18.4 | 20 | petroleum
NC | petroleum | 2008 | 4 | 4.6 | petroleum
NC | petroleum | 2009 | 1.1 | 1.3 | petroleum
NC | petroleum | 2012 | 3.6 | 3.6 | petroleum
NC | petroleum | 2013 | 14.5 | 14.6 | petroleum
NC | petroleum | 2014 | 1.2 | 1.2 | petroleum
NC | petroleum | 2015 | 0.4 | 0.4 | petroleum
NC | solar pv | 2008 | 3.1 | 3 | solar pv
NC | solar pv | 2010 | 13.24 | 16.1 | solar pv
NC | solar pv | 2011 | 22.4 | 23.5 | solar pv
NC | solar pv | 2012 | 93.4 | 94 | solar pv
NC | solar pv | 2013 | 221.4 | 226 | solar pv
NC | solar pv | 2014 | 375.5 | 383.7 | solar pv
NC | solar pv | 2015 | 910.3 | 912.2 | solar pv
NC | solar pv | 2016 | 766.9 | 766.3 | solar pv
NC | solar pv | 2017 | 994.1 | 1002.1 | solar pv
NC | solar pv | 2018 | 727 | 725.9 | solar pv
NC | solar pv | 2019 | 505.7 | 506.4 | solar pv
NC | solar pv | 2020 | 620.8 | 611.1 | solar pv
NC | solar pv | 2021 | 607.6 | 607.6 | solar pv
NC | solar pv | 2022 | 277.1 | 277.5 | solar pv
NC | solar pv | 2023 | 525.8 | 525.8 | solar pv
NC | solar pv | 2024 | 122.4 | 122.4 | solar pv
NC | solar pv | 2025 | 246.41 | 244.3 | solar pv
ND | hard coal | 1990 | 13.3 | 13.3 | hard coal
ND | hard coal | 2000 | 2 | 2 | hard coal
ND | natural gas peaker | 2013 | 82 | 121 | natural gas peaker
ND | natural gas peaker | 2014 | 172 | 209 | natural gas peaker
ND | natural gas peaker | 2015 | 80 | 121 | natural gas peaker
ND | natural gas peaker | 2017 | 186.8 | 232.6 | natural gas peaker
ND | natural gas peaker | 2021 | 40 | 60.5 | natural gas peaker
ND | natural gas peaker | 2024 | 91.88 | 91.9 | natural gas peaker
ND | natural gas peaker | 2025 | 530.2 | 604.2 | natural gas peaker
ND | natural gas steam turbine | 2014 | 94.1 | 106.2 | natural gas steam turbine
ND | onshore wind | 2003 | 64.1 | 64.1 | onshore wind
ND | onshore wind | 2005 | 43.4 | 43.4 | onshore wind
ND | onshore wind | 2006 | 68.6 | 68.6 | onshore wind
ND | onshore wind | 2007 | 207 | 207 | onshore wind
ND | onshore wind | 2008 | 417 | 417 | onshore wind
ND | onshore wind | 2009 | 488 | 488 | onshore wind
ND | onshore wind | 2010 | 221.1 | 221.1 | onshore wind
ND | onshore wind | 2012 | 255 | 255 | onshore wind
ND | onshore wind | 2015 | 459.3 | 462.5 | onshore wind
ND | onshore wind | 2016 | 604 | 604 | onshore wind
ND | onshore wind | 2017 | 249.3 | 249.3 | onshore wind
ND | onshore wind | 2018 | 148 | 148 | onshore wind
ND | onshore wind | 2019 | 306.7 | 306.7 | onshore wind
ND | onshore wind | 2020 | 499.4 | 499.4 | onshore wind
ND | onshore wind | 2021 | 298.8 | 298.8 | onshore wind
ND | onshore wind | 2024 | 198.8 | 198.8 | onshore wind
ND | onshore wind | 2025 | 200 | 200 | onshore wind
ND | petroleum | 1996 | 1 | 1 | petroleum
ND | petroleum | 2000 | 1.5 | 1.5 | petroleum
ND | petroleum | 2001 | 2 | 2 | petroleum
ND | petroleum | 2002 | 4 | 4 | petroleum
ND | petroleum | 2016 | 6 | 6 | petroleum
NE | biomass | 2001 | 1 | 1 | biomass
NE | biomass | 2002 | 3.1 | 3.2 | biomass
NE | biomass | 2006 | 3.2 | 3.2 | biomass
NE | biomass | 2014 | 4.8 | 4.8 | biomass
NE | hard coal | 2009 | 687.2 | 738 | hard coal
NE | hard coal | 2010 | 61 | 71.4 | hard coal
NE | hard coal | 2011 | 220 | 248 | hard coal
NE | natural gas combined cycle | 2003 | 47.3 | 60.5 | natural gas combined cycle
NE | natural gas combined cycle | 2004 | 74.5 | 88.7 | natural gas combined cycle
NE | natural gas combined cycle | 2005 | 219.5 | 247.1 | natural gas combined cycle
NE | natural gas peaker | 1992 | 1.1 | 1.3 | natural gas peaker
NE | natural gas peaker | 1993 | 6.1 | 6.1 | natural gas peaker
NE | natural gas peaker | 1996 | 106.6 | 106.3 | natural gas peaker
NE | natural gas peaker | 1997 | 90.3 | 95.4 | natural gas peaker
NE | natural gas peaker | 1998 | 8 | 9 | natural gas peaker
NE | natural gas peaker | 2000 | 93.9 | 117.8 | natural gas peaker
NE | natural gas peaker | 2001 | 94.5 | 95.4 | natural gas peaker
NE | natural gas peaker | 2003 | 477.4 | 572.3 | natural gas peaker
NE | natural gas peaker | 2018 | 9.3 | 9.3 | natural gas peaker
NE | natural gas peaker | 2025 | 593.4 | 690.9 | natural gas peaker
NE | natural gas steam turbine | 2023 | 5.6 | 7.1 | natural gas steam turbine
NE | onshore wind | 1998 | 2.1 | 2 | onshore wind
NE | onshore wind | 1999 | 0.7 | 0.6 | onshore wind
NE | onshore wind | 2002 | 10.5 | 10.5 | onshore wind
NE | onshore wind | 2005 | 59.4 | 59.4 | onshore wind
NE | onshore wind | 2009 | 81 | 81 | onshore wind
NE | onshore wind | 2010 | 60 | 60 | onshore wind
NE | onshore wind | 2011 | 123.4 | 123.4 | onshore wind
NE | onshore wind | 2012 | 119.9 | 119.9 | onshore wind
NE | onshore wind | 2013 | 78.8 | 78.8 | onshore wind
NE | onshore wind | 2014 | 286.22 | 281.5 | onshore wind
NE | onshore wind | 2015 | 80.2 | 80.2 | onshore wind
NE | onshore wind | 2016 | 437.5 | 437.5 | onshore wind
NE | onshore wind | 2017 | 98.3 | 98.3 | onshore wind
NE | onshore wind | 2018 | 560 | 560 | onshore wind
NE | onshore wind | 2019 | 162.5 | 162.5 | onshore wind
NE | onshore wind | 2020 | 395 | 395 | onshore wind
NE | onshore wind | 2021 | 385.7 | 385.7 | onshore wind
NE | onshore wind | 2022 | 603.6 | 603.6 | onshore wind
NE | petroleum | 1994 | 0.5 | 0.5 | petroleum
NE | petroleum | 1996 | 8.9 | 9.9 | petroleum
NE | petroleum | 1997 | 8.4 | 8.3 | petroleum
NE | petroleum | 1998 | 10.8 | 11.5 | petroleum
NE | petroleum | 1999 | 1.1 | 1.1 | petroleum
NE | petroleum | 2001 | 0.3 | 0.3 | petroleum
NE | petroleum | 2004 | 1.6 | 1.8 | petroleum
NE | petroleum | 2005 | 4 | 4 | petroleum
NE | petroleum | 2006 | 1 | 1.4 | petroleum
NE | petroleum | 2010 | 3 | 3 | petroleum
NE | petroleum | 2020 | 4 | 4 | petroleum
NE | petroleum | 2023 | 1.6 | 1.6 | petroleum
NE | petroleum | 2025 | 9 | 9.9 | petroleum
NE | solar pv | 2016 | 6.3 | 6.3 | solar pv
NE | solar pv | 2017 | 9.4 | 9.3 | solar pv
NE | solar pv | 2018 | 3.3 | 3.3 | solar pv
NE | solar pv | 2019 | 5.3 | 6.5 | solar pv
NE | solar pv | 2020 | 4.4 | 4.4 | solar pv
NE | solar pv | 2021 | 4.4 | 4.4 | solar pv
NE | solar pv | 2022 | 8.5 | 8.5 | solar pv
NE | solar pv | 2023 | 5 | 5 | solar pv
NE | solar pv | 2024 | 90.9 | 90.9 | solar pv
NE | solar pv | 2025 | 2 | 2 | solar pv
NH | biomass | 1992 | 2.4 | 2.4 | biomass
NH | biomass | 1993 | 0.8 | 0.8 | biomass
NH | biomass | 1996 | 2.7 | 3 | biomass
NH | biomass | 1997 | 5.8 | 6 | biomass
NH | biomass | 2006 | 7.9 | 7.9 | biomass
NH | biomass | 2013 | 67.5 | 75 | biomass
NH | biomass | 2016 | 1.5 | 1.6 | biomass
NH | heavy or residual fuel oil | 1992 | 3 | 3 | heavy or residual fuel oil
NH | hydro | 1990 | 5 | 5 | hydro
NH | hydro | 1995 | 1.9 | 1.9 | hydro
NH | hydro | 2023 | 4.6 | 4.6 | hydro
NH | natural gas combined cycle | 2002 | 560.5 | 605.5 | natural gas combined cycle
NH | natural gas combined cycle | 2003 | 668 | 790 | natural gas combined cycle
NH | natural gas peaker | 2000 | 3.8 | 5 | natural gas peaker
NH | nuclear | 1990 | 1247 | 1242 | nuclear
NH | onshore wind | 2008 | 24 | 24 | onshore wind
NH | onshore wind | 2012 | 147 | 147 | onshore wind
NH | onshore wind | 2016 | 12.1 | 14.3 | onshore wind
NH | onshore wind | 2019 | 28.8 | 28.8 | onshore wind
NH | petroleum | 1990 | 2.8 | 2.8 | petroleum
NH | petroleum | 1994 | 1.2 | 1.2 | petroleum
NH | petroleum | 2000 | 1.6 | 1.6 | petroleum
NH | solar pv | 2019 | 2.4 | 2.4 | solar pv
NH | solar pv | 2025 | 2 | 2 | solar pv
NJ | biomass | 1997 | 4.8 | 4.8 | biomass
NJ | biomass | 2001 | 8.2 | 12 | biomass
NJ | biomass | 2004 | 2.7 | 2.7 | biomass
NJ | biomass | 2006 | 11 | 11.6 | biomass
NJ | biomass | 2008 | 4.8 | 4.8 | biomass
NJ | biomass | 2011 | 6 | 9.6 | biomass
NJ | biomass | 2013 | 3 | 3.3 | biomass
NJ | municipal solid waste | 1990 | 72 | 83.8 | municipal solid waste
NJ | municipal solid waste | 1991 | 33 | 35 | municipal solid waste
NJ | municipal solid waste | 1994 | 37.5 | 45 | municipal solid waste
NJ | natural gas combined cycle | 1990 | 170 | 180 | natural gas combined cycle
NJ | natural gas combined cycle | 1991 | 339 | 475.2 | natural gas combined cycle
NJ | natural gas combined cycle | 1992 | 748.2 | 761.6 | natural gas combined cycle
NJ | natural gas combined cycle | 1993 | 418.7 | 352.1 | natural gas combined cycle
NJ | natural gas combined cycle | 1994 | 265 | 288.2 | natural gas combined cycle
NJ | natural gas combined cycle | 1995 | 460 | 450 | natural gas combined cycle
NJ | natural gas combined cycle | 2002 | 1534 | 1659.2 | natural gas combined cycle
NJ | natural gas combined cycle | 2006 | 1300 | 1355.6 | natural gas combined cycle
NJ | natural gas combined cycle | 2014 | 735.8 | 754.6 | natural gas combined cycle
NJ | natural gas combined cycle | 2015 | 1431.3 | 1507.9 | natural gas combined cycle
NJ | natural gas combined cycle | 2016 | 27 | 26.8 | natural gas combined cycle
NJ | natural gas combined cycle | 2018 | 541 | 609.5 | natural gas combined cycle
NJ | natural gas peaker | 1990 | 86.9 | 99.4 | natural gas peaker
NJ | natural gas peaker | 1991 | 113.9 | 143.3 | natural gas peaker
NJ | natural gas peaker | 1992 | 8.8 | 9.5 | natural gas peaker
NJ | natural gas peaker | 1993 | 2.7 | 3.7 | natural gas peaker
NJ | natural gas peaker | 1995 | 181.2 | 209.5 | natural gas peaker
NJ | natural gas peaker | 1996 | 172.4 | 182.7 | natural gas peaker
NJ | natural gas peaker | 2000 | 343.6 | 434.2 | natural gas peaker
NJ | natural gas peaker | 2001 | 176.5 | 242 | natural gas peaker
NJ | natural gas peaker | 2002 | 4.1 | 5 | natural gas peaker
NJ | natural gas peaker | 2003 | 338.8 | 404 | natural gas peaker
NJ | natural gas peaker | 2004 | 16.2 | 18.6 | natural gas peaker
NJ | natural gas peaker | 2009 | 103 | 134.8 | natural gas peaker
NJ | natural gas peaker | 2010 | 7.1 | 7.5 | natural gas peaker
NJ | natural gas peaker | 2012 | 829.5 | 958.8 | natural gas peaker
NJ | natural gas peaker | 2013 | 5.4 | 6.4 | natural gas peaker
NJ | natural gas peaker | 2015 | 61 | 79 | natural gas peaker
NJ | natural gas peaker | 2018 | 129.2 | 141.9 | natural gas peaker
NJ | natural gas peaker | 2019 | 7.3 | 7.3 | natural gas peaker
NJ | natural gas peaker | 2021 | 7.4 | 7.6 | natural gas peaker
NJ | natural gas peaker | 2022 | 3.4 | 4.6 | natural gas peaker
NJ | natural gas peaker | 2025 | 2.65 | 2.6 | natural gas peaker
NJ | natural gas steam turbine | 1999 | 0.6 | 1 | natural gas steam turbine
NJ | natural gas steam turbine | 2004 | 10.8 | 10.8 | natural gas steam turbine
NJ | natural gas steam turbine | 2017 | 5.1 | 4.5 | natural gas steam turbine
NJ | onshore wind | 2006 | 7.5 | 7.5 | onshore wind
NJ | onshore wind | 2012 | 0.1 | 1.5 | onshore wind
NJ | petroleum | 1991 | 0.9 | 1.2 | petroleum
NJ | petroleum | 2001 | 2.2 | 2.2 | petroleum
NJ | petroleum | 2002 | 6 | 6 | petroleum
NJ | petroleum | 2006 | 11.6 | 18 | petroleum
NJ | petroleum | 2011 | 3.9 | 3.9 | petroleum
NJ | petroleum | 2012 | 14 | 14 | petroleum
NJ | petroleum | 2018 | 7.8 | 8 | petroleum
NJ | solar pv | 2005 | 0.4 | 0.5 | solar pv
NJ | solar pv | 2006 | 0.9 | 0.9 | solar pv
NJ | solar pv | 2007 | 1.3 | 1.3 | solar pv
NJ | solar pv | 2008 | 2 | 2 | solar pv
NJ | solar pv | 2009 | 17.08 | 17.1 | solar pv
NJ | solar pv | 2010 | 26.2 | 26.3 | solar pv
NJ | solar pv | 2011 | 171.44 | 172.7 | solar pv
NJ | solar pv | 2012 | 92.54 | 92.6 | solar pv
NJ | solar pv | 2013 | 82.94 | 83.2 | solar pv
NJ | solar pv | 2014 | 64 | 64.1 | solar pv
NJ | solar pv | 2015 | 67.3 | 67.3 | solar pv
NJ | solar pv | 2016 | 105.3 | 105.2 | solar pv
NJ | solar pv | 2017 | 55.2 | 55.7 | solar pv
NJ | solar pv | 2018 | 84 | 84.1 | solar pv
NJ | solar pv | 2019 | 104.1 | 104.1 | solar pv
NJ | solar pv | 2020 | 96.7 | 96.7 | solar pv
NJ | solar pv | 2021 | 57.5 | 57.6 | solar pv
NJ | solar pv | 2022 | 66.8 | 67.2 | solar pv
NJ | solar pv | 2023 | 73.2 | 73.2 | solar pv
NJ | solar pv | 2024 | 18 | 18 | solar pv
NJ | solar pv | 2025 | 54.7 | 56.1 | solar pv
NM | biomass | 2002 | 2.1 | 2.2 | biomass
NM | biomass | 2008 | 3.2 | 3.2 | biomass
NM | geothermal | 2013 | 1.6 | 4 | geothermal
NM | geothermal | 2018 | 7 | 15.2 | geothermal
NM | hydro | 2011 | 3 | 3 | hydro
NM | natural gas combined cycle | 2001 | 35 | 37.5 | natural gas combined cycle
NM | natural gas combined cycle | 2002 | 144 | 177 | natural gas combined cycle
NM | natural gas combined cycle | 2005 | 58 | 67 | natural gas combined cycle
NM | natural gas combined cycle | 2006 | 559 | 650 | natural gas combined cycle
NM | natural gas combined cycle | 2007 | 94.6 | 110 | natural gas combined cycle
NM | natural gas combined cycle | 2008 | 573.8 | 674.3 | natural gas combined cycle
NM | natural gas peaker | 1994 | 17 | 18.6 | natural gas peaker
NM | natural gas peaker | 1996 | 65.3 | 65.5 | natural gas peaker
NM | natural gas peaker | 1998 | 207 | 253.8 | natural gas peaker
NM | natural gas peaker | 2000 | 140.7 | 150 | natural gas peaker
NM | natural gas peaker | 2002 | 84.7 | 90.2 | natural gas peaker
NM | natural gas peaker | 2003 | 158 | 186 | natural gas peaker
NM | natural gas peaker | 2005 | 6 | 7 | natural gas peaker
NM | natural gas peaker | 2008 | 148.6 | 166.7 | natural gas peaker
NM | natural gas peaker | 2012 | 43.5 | 46.5 | natural gas peaker
NM | natural gas peaker | 2013 | 83 | 131.8 | natural gas peaker
NM | natural gas peaker | 2014 | 6.2 | 6.7 | natural gas peaker
NM | natural gas peaker | 2015 | 40 | 42.3 | natural gas peaker
NM | natural gas peaker | 2025 | 18 | 18.8 | natural gas peaker
NM | onshore wind | 2003 | 204 | 204 | onshore wind
NM | onshore wind | 2004 | 80 | 80 | onshore wind
NM | onshore wind | 2005 | 140 | 140 | onshore wind
NM | onshore wind | 2006 | 90 | 90 | onshore wind
NM | onshore wind | 2008 | 1.5 | 1.5 | onshore wind
NM | onshore wind | 2009 | 100 | 100 | onshore wind
NM | onshore wind | 2010 | 102.4 | 102.4 | onshore wind
NM | onshore wind | 2011 | 50.4 | 50.4 | onshore wind
NM | onshore wind | 2012 | 27.3 | 27.3 | onshore wind
NM | onshore wind | 2014 | 34.8 | 34.8 | onshore wind
NM | onshore wind | 2015 | 250 | 250 | onshore wind
NM | onshore wind | 2016 | 50 | 50 | onshore wind
NM | onshore wind | 2017 | 652.2 | 652.2 | onshore wind
NM | onshore wind | 2018 | 50.9 | 50.9 | onshore wind
NM | onshore wind | 2019 | 220.5 | 220.5 | onshore wind
NM | onshore wind | 2020 | 522 | 522 | onshore wind
NM | onshore wind | 2021 | 1708 | 1708 | onshore wind
NM | onshore wind | 2022 | 145 | 145 | onshore wind
NM | petroleum | 2013 | 17 | 27 | petroleum
NM | solar pv | 2010 | 30.6 | 30.6 | solar pv
NM | solar pv | 2011 | 101.3 | 102.2 | solar pv
NM | solar pv | 2012 | 31.7 | 29.7 | solar pv
NM | solar pv | 2013 | 28.8 | 29.4 | solar pv
NM | solar pv | 2014 | 59.8 | 62.6 | solar pv
NM | solar pv | 2015 | 60 | 60.6 | solar pv
NM | solar pv | 2016 | 164.4 | 165 | solar pv
NM | solar pv | 2017 | 45 | 45 | solar pv
NM | solar pv | 2018 | 39 | 39 | solar pv
NM | solar pv | 2019 | 109.7 | 109.7 | solar pv
NM | solar pv | 2020 | 62.1 | 62.1 | solar pv
NM | solar pv | 2021 | 5 | 5 | solar pv
NM | solar pv | 2022 | 67 | 67 | solar pv
NM | solar pv | 2023 | 327.5 | 327.5 | solar pv
NM | solar pv | 2024 | 1190 | 1190 | solar pv
NM | solar pv | 2025 | 588.43 | 588.4 | solar pv
NV | biomass | 2012 | 9.8 | 15.2 | biomass
NV | geothermal | 1992 | 48.9 | 67.6 | geothermal
NV | geothermal | 2002 | 4.3 | 6.5 | geothermal
NV | geothermal | 2005 | 20 | 26 | geothermal
NV | geothermal | 2006 | 17.3 | 26 | geothermal
NV | geothermal | 2007 | 12.7 | 19 | geothermal
NV | geothermal | 2008 | 20 | 30 | geothermal
NV | geothermal | 2009 | 90.6 | 115.8 | geothermal
NV | geothermal | 2010 | 15.6 | 23.5 | geothermal
NV | geothermal | 2011 | 1.3 | 3.6 | geothermal
NV | geothermal | 2012 | 64.5 | 102 | geothermal
NV | geothermal | 2013 | 30 | 48 | geothermal
NV | geothermal | 2014 | 13.3 | 20 | geothermal
NV | geothermal | 2015 | 45.3 | 68 | geothermal
NV | geothermal | 2017 | 24.4 | 37 | geothermal
NV | geothermal | 2018 | 85.8 | 127 | geothermal
NV | geothermal | 2019 | 20 | 26 | geothermal
NV | geothermal | 2020 | 21.1 | 31.6 | geothermal
NV | geothermal | 2021 | 24.8 | 24.8 | geothermal
NV | geothermal | 2022 | 38.9 | 47.4 | geothermal
NV | geothermal | 2023 | 33 | 47.5 | geothermal
NV | geothermal | 2024 | 20 | 29.2 | geothermal
NV | hard coal | 2008 | 218.4 | 242 | hard coal
NV | natural gas combined cycle | 1991 | 101 | 127.2 | natural gas combined cycle
NV | natural gas combined cycle | 1992 | 178.6 | 191.1 | natural gas combined cycle
NV | natural gas combined cycle | 1993 | 85 | 104.4 | natural gas combined cycle
NV | natural gas combined cycle | 1994 | 199 | 235.4 | natural gas combined cycle
NV | natural gas combined cycle | 1996 | 40 | 50.2 | natural gas combined cycle
NV | natural gas combined cycle | 2000 | 450 | 537.3 | natural gas combined cycle
NV | natural gas combined cycle | 2003 | 756.4 | 898.2 | natural gas combined cycle
NV | natural gas combined cycle | 2004 | 1240 | 1353.1 | natural gas combined cycle
NV | natural gas combined cycle | 2006 | 1242 | 1465.6 | natural gas combined cycle
NV | natural gas combined cycle | 2008 | 609 | 623.2 | natural gas combined cycle
NV | natural gas combined cycle | 2011 | 510 | 558.5 | natural gas combined cycle
NV | natural gas peaker | 1991 | 222 | 222 | natural gas peaker
NV | natural gas peaker | 1994 | 132.6 | 170 | natural gas peaker
NV | natural gas peaker | 1995 | 72 | 101.5 | natural gas peaker
NV | natural gas peaker | 2005 | 118.7 | 117.6 | natural gas peaker
NV | natural gas peaker | 2006 | 72 | 85 | natural gas peaker
NV | natural gas peaker | 2008 | 624 | 724.4 | natural gas peaker
NV | natural gas peaker | 2009 | 8 | 8.6 | natural gas peaker
NV | natural gas peaker | 2024 | 444 | 455.6 | natural gas peaker
NV | onshore wind | 2012 | 150 | 150 | onshore wind
NV | solar pv | 2007 | 8.51 | 14.2 | solar pv
NV | solar pv | 2008 | 10 | 10 | solar pv
NV | solar pv | 2010 | 48 | 48 | solar pv
NV | solar pv | 2012 | 185.8 | 188 | solar pv
NV | solar pv | 2013 | 33.3 | 33.5 | solar pv
NV | solar pv | 2014 | 247.5 | 247.5 | solar pv
NV | solar pv | 2015 | 235.9 | 236.3 | solar pv
NV | solar pv | 2016 | 628.42 | 629.1 | solar pv
NV | solar pv | 2017 | 303.1 | 303.1 | solar pv
NV | solar pv | 2018 | 23.1 | 23.1 | solar pv
NV | solar pv | 2019 | 422.7 | 422.7 | solar pv
NV | solar pv | 2020 | 160 | 160 | solar pv
NV | solar pv | 2021 | 611.9 | 633.9 | solar pv
NV | solar pv | 2022 | 309.9 | 309.9 | solar pv
NV | solar pv | 2023 | 620.2 | 652 | solar pv
NV | solar pv | 2024 | 1174.1 | 1174.1 | solar pv
NV | solar pv | 2025 | 193.8 | 193.8 | solar pv
NV | solar thermal | 2007 | 68.5 | 75.7 | solar thermal
NV | solar thermal | 2015 | 110 | 125 | solar thermal
NY | biomass | 1991 | 3.2 | 3.2 | biomass
NY | biomass | 1996 | 4 | 4 | biomass
NY | biomass | 1997 | 1.6 | 1.6 | biomass
NY | biomass | 1998 | 7.4 | 7.4 | biomass
NY | biomass | 2001 | 5.6 | 5.6 | biomass
NY | biomass | 2003 | 3.2 | 3.2 | biomass
NY | biomass | 2005 | 2.4 | 2.4 | biomass
NY | biomass | 2006 | 15.2 | 15.2 | biomass
NY | biomass | 2007 | 17.6 | 17.6 | biomass
NY | biomass | 2008 | 21.7 | 21.7 | biomass
NY | biomass | 2009 | 4.8 | 4.8 | biomass
NY | biomass | 2010 | 16.9 | 16.9 | biomass
NY | biomass | 2011 | 4.4 | 4.6 | biomass
NY | biomass | 2012 | 6.4 | 6.4 | biomass
NY | biomass | 2013 | 6.4 | 6.4 | biomass
NY | biomass | 2016 | 1.6 | 1.6 | biomass
NY | hydro | 1990 | 20.7 | 21.1 | hydro
NY | hydro | 1991 | 28.6 | 29.6 | hydro
NY | hydro | 1992 | 3 | 3 | hydro
NY | hydro | 1993 | 3.4 | 3.4 | hydro
NY | hydro | 1994 | 15 | 15.8 | hydro
NY | hydro | 1995 | 44 | 44 | hydro
NY | hydro | 1999 | 32.6 | 32.6 | hydro
NY | hydro | 2002 | 1.6 | 1.8 | hydro
NY | hydro | 2003 | 6.3 | 6 | hydro
NY | hydro | 2008 | 0.8 | 1 | hydro
NY | hydro | 2009 | 8 | 8.3 | hydro
NY | hydro | 2011 | 3 | 4 | hydro
NY | hydro | 2012 | 4 | 6 | hydro
NY | hydro | 2013 | 3.3 | 3.3 | hydro
NY | hydro | 2019 | 1.2 | 1.2 | hydro
NY | municipal solid waste | 1990 | 11 | 12.5 | municipal solid waste
NY | municipal solid waste | 1991 | 36 | 42.4 | municipal solid waste
NY | municipal solid waste | 1994 | 30 | 39.5 | municipal solid waste
NY | natural gas combined cycle | 1990 | 70 | 59.6 | natural gas combined cycle
NY | natural gas combined cycle | 1991 | 184.8 | 200.3 | natural gas combined cycle
NY | natural gas combined cycle | 1992 | 529.2 | 568.8 | natural gas combined cycle
NY | natural gas combined cycle | 1993 | 204.3 | 260.7 | natural gas combined cycle
NY | natural gas combined cycle | 1994 | 2356.69 | 2394.9 | natural gas combined cycle
NY | natural gas combined cycle | 1995 | 230.47 | 281.8 | natural gas combined cycle
NY | natural gas combined cycle | 1996 | 260 | 322 | natural gas combined cycle
NY | natural gas combined cycle | 1997 | 1.4 | 3.1 | natural gas combined cycle
NY | natural gas combined cycle | 1998 | 1.5 | 1.5 | natural gas combined cycle
NY | natural gas combined cycle | 2003 | 443.4 | 538.8 | natural gas combined cycle
NY | natural gas combined cycle | 2004 | 763.2 | 951.3 | natural gas combined cycle
NY | natural gas combined cycle | 2005 | 1625.58 | 1599.1 | natural gas combined cycle
NY | natural gas combined cycle | 2006 | 558 | 595 | natural gas combined cycle
NY | natural gas combined cycle | 2009 | 341.9 | 378.9 | natural gas combined cycle
NY | natural gas combined cycle | 2010 | 591 | 664.7 | natural gas combined cycle
NY | natural gas combined cycle | 2011 | 580.6 | 691.8 | natural gas combined cycle
NY | natural gas combined cycle | 2018 | 654.19 | 770.5 | natural gas combined cycle
NY | natural gas combined cycle | 2020 | 1016.1 | 1312.5 | natural gas combined cycle
NY | natural gas peaker | 1990 | 0.2 | 1.2 | natural gas peaker
NY | natural gas peaker | 1991 | 3.5 | 3.9 | natural gas peaker
NY | natural gas peaker | 1994 | 11.4 | 12.6 | natural gas peaker
NY | natural gas peaker | 1995 | 46 | 48.5 | natural gas peaker
NY | natural gas peaker | 1996 | 1.6 | 1.6 | natural gas peaker
NY | natural gas peaker | 2000 | 6 | 7.7 | natural gas peaker
NY | natural gas peaker | 2001 | 496.5 | 564.3 | natural gas peaker
NY | natural gas peaker | 2002 | 361.18 | 441.5 | natural gas peaker
NY | natural gas peaker | 2004 | 159.5 | 197.5 | natural gas peaker
NY | natural gas peaker | 2005 | 307.3 | 361.4 | natural gas peaker
NY | natural gas peaker | 2007 | 12.8 | 12.8 | natural gas peaker
NY | natural gas peaker | 2008 | 0.5 | 1 | natural gas peaker
NY | natural gas peaker | 2009 | 11.3 | 11.3 | natural gas peaker
NY | natural gas peaker | 2010 | 11.4 | 11.7 | natural gas peaker
NY | natural gas peaker | 2012 | 0.2 | 0.2 | natural gas peaker
NY | natural gas peaker | 2013 | 4.6 | 5.2 | natural gas peaker
NY | natural gas peaker | 2015 | 0.5 | 0.5 | natural gas peaker
NY | natural gas peaker | 2016 | 7.5 | 7.5 | natural gas peaker
NY | natural gas peaker | 2017 | 2.2 | 2.2 | natural gas peaker
NY | natural gas peaker | 2018 | 5.4 | 5.4 | natural gas peaker
NY | natural gas peaker | 2020 | 29 | 29.6 | natural gas peaker
NY | natural gas peaker | 2021 | 10.4 | 10.4 | natural gas peaker
NY | natural gas peaker | 2022 | 15 | 15 | natural gas peaker
NY | natural gas peaker | 2024 | 4 | 4.1 | natural gas peaker
NY | natural gas peaker | 2025 | 36 | 42 | natural gas peaker
NY | natural gas steam turbine | 1993 | 23 | 26.9 | natural gas steam turbine
NY | natural gas steam turbine | 2005 | 24.2 | 25.4 | natural gas steam turbine
NY | natural gas steam turbine | 2015 | 2.2 | 3 | natural gas steam turbine
NY | offshore wind | 2024 | 130 | 130 | offshore wind
NY | onshore wind | 2000 | 18.1 | 18.1 | onshore wind
NY | onshore wind | 2001 | 30.3 | 30.3 | onshore wind
NY | onshore wind | 2005 | 137 | 137 | onshore wind
NY | onshore wind | 2006 | 185.1 | 184.2 | onshore wind
NY | onshore wind | 2007 | 54.5 | 54.5 | onshore wind
NY | onshore wind | 2008 | 282 | 282 | onshore wind
NY | onshore wind | 2009 | 567 | 567.5 | onshore wind
NY | onshore wind | 2011 | 126.2 | 126.2 | onshore wind
NY | onshore wind | 2012 | 237.8 | 237.8 | onshore wind
NY | onshore wind | 2013 | 94.4 | 94.4 | onshore wind
NY | onshore wind | 2014 | 16.2 | 16.2 | onshore wind
NY | onshore wind | 2016 | 77.7 | 77.7 | onshore wind
NY | onshore wind | 2017 | 1.5 | 1.5 | onshore wind
NY | onshore wind | 2018 | 158.3 | 158.3 | onshore wind
NY | onshore wind | 2021 | 203.7 | 203.7 | onshore wind
NY | onshore wind | 2023 | 556.5 | 556.5 | onshore wind
NY | petroleum | 1990 | 0.3 | 0.3 | petroleum
NY | petroleum | 1991 | 1.1 | 1.1 | petroleum
NY | petroleum | 1992 | 8.6 | 8.7 | petroleum
NY | petroleum | 1993 | 2.4 | 2.4 | petroleum
NY | petroleum | 1994 | 0.8 | 0.8 | petroleum
NY | petroleum | 1995 | 2.1 | 2 | petroleum
NY | petroleum | 1996 | 6.4 | 6.4 | petroleum
NY | petroleum | 1997 | 11.3 | 11.5 | petroleum
NY | petroleum | 1998 | 8.1 | 8.5 | petroleum
NY | petroleum | 1999 | 2 | 2 | petroleum
NY | petroleum | 2000 | 13 | 13 | petroleum
NY | petroleum | 2001 | 6.4 | 6.4 | petroleum
NY | petroleum | 2002 | 94.5 | 109.5 | petroleum
NY | petroleum | 2003 | 108.8 | 121.5 | petroleum
NY | petroleum | 2004 | 5.9 | 6 | petroleum
NY | petroleum | 2005 | 13.1 | 13.1 | petroleum
NY | petroleum | 2006 | 15.2 | 15.2 | petroleum
NY | petroleum | 2007 | 3.4 | 3.4 | petroleum
NY | petroleum | 2008 | 18.5 | 18.5 | petroleum
NY | petroleum | 2009 | 5.6 | 5.8 | petroleum
NY | petroleum | 2010 | 17.2 | 17.3 | petroleum
NY | petroleum | 2011 | 12.2 | 12.4 | petroleum
NY | petroleum | 2012 | 10.4 | 10.4 | petroleum
NY | petroleum | 2013 | 1.6 | 1.6 | petroleum
NY | petroleum | 2014 | 1 | 1 | petroleum
NY | petroleum | 2015 | 12.3 | 20.2 | petroleum
NY | petroleum | 2016 | 16.5 | 17.5 | petroleum
NY | petroleum | 2017 | 11 | 11.2 | petroleum
NY | petroleum | 2018 | 8.9 | 9.4 | petroleum
NY | petroleum | 2019 | 3.4 | 3.4 | petroleum
NY | petroleum | 2020 | 15.7 | 17.3 | petroleum
NY | petroleum | 2021 | 1.8 | 1.8 | petroleum
NY | petroleum | 2022 | 8.7 | 8.7 | petroleum
NY | petroleum | 2023 | 1.2 | 1.2 | petroleum
NY | petroleum | 2024 | 0.2 | 0.2 | petroleum
NY | petroleum | 2025 | 21.1 | 20.8 | petroleum
NY | solar pv | 2011 | 34.83 | 36 | solar pv
NY | solar pv | 2012 | 6.18 | 6.5 | solar pv
NY | solar pv | 2013 | 3.6 | 3.6 | solar pv
NY | solar pv | 2014 | 10.4 | 10.4 | solar pv
NY | solar pv | 2015 | 25.9 | 27.3 | solar pv
NY | solar pv | 2016 | 37.2 | 37.1 | solar pv
NY | solar pv | 2017 | 48.5 | 48.5 | solar pv
NY | solar pv | 2018 | 140.1 | 140.1 | solar pv
NY | solar pv | 2019 | 238 | 238 | solar pv
NY | solar pv | 2020 | 225.7 | 227.1 | solar pv
NY | solar pv | 2021 | 358.1 | 358.1 | solar pv
NY | solar pv | 2022 | 293.8 | 293.9 | solar pv
NY | solar pv | 2023 | 342.89 | 342.8 | solar pv
NY | solar pv | 2024 | 952.92 | 954.1 | solar pv
NY | solar pv | 2025 | 372.8 | 373 | solar pv
OH | biomass | 1993 | 7.2 | 7.2 | biomass
OH | biomass | 2001 | 26.6 | 26.6 | biomass
OH | biomass | 2003 | 5.6 | 5.6 | biomass
OH | biomass | 2006 | 1.4 | 1.4 | biomass
OH | biomass | 2010 | 6 | 7.1 | biomass
OH | biomass | 2011 | 13.4 | 15.9 | biomass
OH | biomass | 2012 | 19.2 | 19.2 | biomass
OH | biomass | 2013 | 10.4 | 10.8 | biomass
OH | biomass | 2014 | 5.8 | 5.8 | biomass
OH | biomass | 2017 | 4.5 | 4.8 | biomass
OH | biomass | 2025 | 3.2 | 3.2 | biomass
OH | hard coal | 1990 | 17.5 | 22 | hard coal
OH | hydro | 1992 | 1.3 | 1.4 | hydro
OH | hydro | 1994 | 2 | 2.2 | hydro
OH | hydro | 2004 | 2.1 | 1.9 | hydro
OH | natural gas combined cycle | 2001 | 23.4 | 26.1 | natural gas combined cycle
OH | natural gas combined cycle | 2002 | 661 | 714.9 | natural gas combined cycle
OH | natural gas combined cycle | 2003 | 2239.6 | 2351.4 | natural gas combined cycle
OH | natural gas combined cycle | 2004 | 46.5 | 45.3 | natural gas combined cycle
OH | natural gas combined cycle | 2012 | 1225.1 | 1417.8 | natural gas combined cycle
OH | natural gas combined cycle | 2017 | 1531.5 | 1892.3 | natural gas combined cycle
OH | natural gas combined cycle | 2018 | 1319 | 1505.9 | natural gas combined cycle
OH | natural gas combined cycle | 2021 | 1695.4 | 1732.3 | natural gas combined cycle
OH | natural gas combined cycle | 2023 | 1788.5 | 2055 | natural gas combined cycle
OH | natural gas peaker | 1990 | 0.9 | 0.9 | natural gas peaker
OH | natural gas peaker | 1992 | 413.3 | 496 | natural gas peaker
OH | natural gas peaker | 1993 | 78 | 95.3 | natural gas peaker
OH | natural gas peaker | 1995 | 91 | 103.5 | natural gas peaker
OH | natural gas peaker | 1996 | 93.2 | 108.2 | natural gas peaker
OH | natural gas peaker | 1998 | 81 | 84.2 | natural gas peaker
OH | natural gas peaker | 1999 | 10.4 | 11 | natural gas peaker
OH | natural gas peaker | 2000 | 934 | 1140.5 | natural gas peaker
OH | natural gas peaker | 2001 | 1065.4 | 1215.8 | natural gas peaker
OH | natural gas peaker | 2002 | 1639.41 | 1956.3 | natural gas peaker
OH | natural gas peaker | 2003 | 929.9 | 983.2 | natural gas peaker
OH | natural gas peaker | 2004 | 6.9 | 7.5 | natural gas peaker
OH | natural gas peaker | 2005 | 1.1 | 1.1 | natural gas peaker
OH | natural gas peaker | 2007 | 10 | 10 | natural gas peaker
OH | natural gas peaker | 2020 | 10 | 10 | natural gas peaker
OH | natural gas steam turbine | 2010 | 1.2 | 1.3 | natural gas steam turbine
OH | natural gas steam turbine | 2015 | 2.5 | 2.5 | natural gas steam turbine
OH | natural gas steam turbine | 2017 | 15.8 | 15.8 | natural gas steam turbine
OH | onshore wind | 2003 | 3.6 | 3.6 | onshore wind
OH | onshore wind | 2004 | 3.6 | 3.6 | onshore wind
OH | onshore wind | 2011 | 403.5 | 403.5 | onshore wind
OH | onshore wind | 2012 | 5.5 | 5.5 | onshore wind
OH | onshore wind | 2013 | 7.9 | 7.9 | onshore wind
OH | onshore wind | 2015 | 7.5 | 7.5 | onshore wind
OH | onshore wind | 2016 | 102.3 | 102.3 | onshore wind
OH | onshore wind | 2017 | 70.5 | 70.5 | onshore wind
OH | onshore wind | 2018 | 109 | 114 | onshore wind
OH | onshore wind | 2020 | 134.1 | 134.1 | onshore wind
OH | onshore wind | 2021 | 249.8 | 249.8 | onshore wind
OH | onshore wind | 2023 | 4.5 | 4.5 | onshore wind
OH | petroleum | 1990 | 19.8 | 19.8 | petroleum
OH | petroleum | 1992 | 12 | 14 | petroleum
OH | petroleum | 1993 | 1.6 | 1.6 | petroleum
OH | petroleum | 1995 | 7.2 | 7.2 | petroleum
OH | petroleum | 1998 | 2.8 | 2.8 | petroleum
OH | petroleum | 1999 | 41.4 | 41.4 | petroleum
OH | petroleum | 2000 | 28.8 | 28.8 | petroleum
OH | petroleum | 2001 | 10.8 | 10.8 | petroleum
OH | petroleum | 2004 | 7.9 | 7.9 | petroleum
OH | petroleum | 2006 | 5.4 | 6.3 | petroleum
OH | petroleum | 2007 | 2 | 2 | petroleum
OH | petroleum | 2008 | 4.7 | 5.3 | petroleum
OH | petroleum | 2010 | 1.8 | 2 | petroleum
OH | petroleum | 2012 | 3.6 | 3.6 | petroleum
OH | petroleum | 2016 | 3.6 | 3.6 | petroleum
OH | petroleum | 2017 | 1.5 | 1.5 | petroleum
OH | petroleum | 2018 | 9 | 9 | petroleum
OH | petroleum | 2019 | 1.8 | 1.8 | petroleum
OH | petroleum | 2020 | 32.4 | 32.4 | petroleum
OH | petroleum | 2022 | 2.5 | 2.5 | petroleum
OH | petroleum | 2023 | 10.8 | 10.8 | petroleum
OH | solar pv | 2010 | 12.6 | 12.6 | solar pv
OH | solar pv | 2011 | 9.3 | 9.4 | solar pv
OH | solar pv | 2012 | 12.8 | 13.1 | solar pv
OH | solar pv | 2013 | 1.8 | 1.8 | solar pv
OH | solar pv | 2014 | 2.63 | 2.7 | solar pv
OH | solar pv | 2015 | 6.8 | 7.3 | solar pv
OH | solar pv | 2016 | 4.5 | 4.8 | solar pv
OH | solar pv | 2017 | 24.9 | 25.1 | solar pv
OH | solar pv | 2018 | 14.1 | 14.1 | solar pv
OH | solar pv | 2019 | 20.8 | 20.8 | solar pv
OH | solar pv | 2020 | 2.6 | 2.6 | solar pv
OH | solar pv | 2021 | 368.5 | 368.5 | solar pv
OH | solar pv | 2022 | 4.4 | 4.4 | solar pv
OH | solar pv | 2023 | 1325.1 | 1325.1 | solar pv
OH | solar pv | 2024 | 1445.55 | 1445.6 | solar pv
OH | solar pv | 2025 | 1223.2 | 1223.2 | solar pv
OK | biomass | 2011 | 1.4 | 1.6 | biomass
OK | biomass | 2013 | 2.8 | 3.2 | biomass
OK | biomass | 2020 | 1.4 | 1.6 | biomass
OK | hard coal | 1990 | 321 | 350 | hard coal
OK | natural gas combined cycle | 1995 | 44.1 | 54 | natural gas combined cycle
OK | natural gas combined cycle | 2000 | 451 | 534.8 | natural gas combined cycle
OK | natural gas combined cycle | 2001 | 784.98 | 908.3 | natural gas combined cycle
OK | natural gas combined cycle | 2002 | 1326.2 | 1510.9 | natural gas combined cycle
OK | natural gas combined cycle | 2003 | 1767.2 | 1977 | natural gas combined cycle
OK | natural gas combined cycle | 2004 | 2009.6 | 1433.6 | natural gas combined cycle
OK | natural gas combined cycle | 2011 | 447 | 534.8 | natural gas combined cycle
OK | natural gas combined cycle | 2017 | 480.7 | 600.3 | natural gas combined cycle
OK | natural gas peaker | 1991 | 59.8 | 66 | natural gas peaker
OK | natural gas peaker | 2001 | 474.26 | 557 | natural gas peaker
OK | natural gas peaker | 2003 | 43.9 | 60.5 | natural gas peaker
OK | natural gas peaker | 2006 | 3.9 | 3.9 | natural gas peaker
OK | natural gas peaker | 2008 | 310 | 346 | natural gas peaker
OK | natural gas peaker | 2009 | 135 | 135 | natural gas peaker
OK | natural gas peaker | 2015 | 122 | 122 | natural gas peaker
OK | natural gas peaker | 2016 | 55.8 | 56.4 | natural gas peaker
OK | natural gas peaker | 2017 | 398 | 462 | natural gas peaker
OK | natural gas peaker | 2019 | 59.72 | 62.5 | natural gas peaker
OK | natural gas peaker | 2023 | 12.06 | 12.5 | natural gas peaker
OK | onshore wind | 2003 | 176.3 | 176.3 | onshore wind
OK | onshore wind | 2005 | 298.4 | 298.4 | onshore wind
OK | onshore wind | 2006 | 120 | 120 | onshore wind
OK | onshore wind | 2007 | 94.5 | 94.5 | onshore wind
OK | onshore wind | 2008 | 141.9 | 141.9 | onshore wind
OK | onshore wind | 2009 | 299.1 | 299.1 | onshore wind
OK | onshore wind | 2010 | 350.2 | 350.2 | onshore wind
OK | onshore wind | 2011 | 330.6 | 330.6 | onshore wind
OK | onshore wind | 2012 | 1317.8 | 1317.8 | onshore wind
OK | onshore wind | 2014 | 673.7 | 673.7 | onshore wind
OK | onshore wind | 2015 | 1221.9 | 1221.9 | onshore wind
OK | onshore wind | 2016 | 1640.7 | 1642.7 | onshore wind
OK | onshore wind | 2017 | 850.7 | 850.7 | onshore wind
OK | onshore wind | 2018 | 575.9 | 575.9 | onshore wind
OK | onshore wind | 2019 | 100 | 100 | onshore wind
OK | onshore wind | 2020 | 1150.1 | 1150.1 | onshore wind
OK | onshore wind | 2021 | 1097.1 | 1095.8 | onshore wind
OK | onshore wind | 2022 | 1302.2 | 1302.2 | onshore wind
OK | onshore wind | 2023 | 651.2 | 651.2 | onshore wind
OK | onshore wind | 2024 | 503 | 503 | onshore wind
OK | onshore wind | 2025 | 818.4 | 818.4 | onshore wind
OK | petroleum | 2001 | 1.8 | 1.8 | petroleum
OK | petroleum | 2003 | 2 | 2 | petroleum
OK | petroleum | 2004 | 6 | 6 | petroleum
OK | petroleum | 2006 | 4 | 4 | petroleum
OK | petroleum | 2010 | 5 | 5 | petroleum
OK | petroleum | 2012 | 2.5 | 2.5 | petroleum
OK | solar pv | 2015 | 2.5 | 2.5 | solar pv
OK | solar pv | 2016 | 1 | 1 | solar pv
OK | solar pv | 2017 | 18 | 18 | solar pv
OK | solar pv | 2018 | 9.7 | 10 | solar pv
OK | solar pv | 2020 | 10 | 10 | solar pv
OK | solar pv | 2021 | 2 | 2 | solar pv
OK | solar pv | 2022 | 5 | 5 | solar pv
OK | solar pv | 2023 | 5 | 5 | solar pv
OK | solar pv | 2024 | 120 | 120 | solar pv
OK | solar pv | 2025 | 350 | 350 | solar pv
OR | biomass | 1992 | 1.6 | 1.6 | biomass
OR | biomass | 1993 | 1.6 | 1.6 | biomass
OR | biomass | 1995 | 2.4 | 2.4 | biomass
OR | biomass | 1996 | 24 | 30 | biomass
OR | biomass | 2006 | 6.3 | 6.3 | biomass
OR | biomass | 2007 | 52.8 | 69.5 | biomass
OR | biomass | 2009 | 20.4 | 21.4 | biomass
OR | biomass | 2010 | 4.8 | 4.8 | biomass
OR | biomass | 2011 | 23 | 23 | biomass
OR | biomass | 2013 | 1 | 1 | biomass
OR | biomass | 2014 | 6.4 | 6.4 | biomass
OR | biomass | 2015 | 1.6 | 1.6 | biomass
OR | biomass | 2020 | 1.1 | 1.2 | biomass
OR | geothermal | 2012 | 17.7 | 33 | geothermal
OR | geothermal | 2015 | 1.8 | 3.7 | geothermal
OR | hydro | 1991 | 5 | 6.5 | hydro
OR | hydro | 1993 | 8.5 | 8.5 | hydro
OR | hydro | 1994 | 7 | 12 | hydro
OR | hydro | 2010 | 3.3 | 5 | hydro
OR | hydro | 2012 | 1.1 | 1.1 | hydro
OR | hydro | 2014 | 7.5 | 7.5 | hydro
OR | hydro | 2015 | 4 | 5.6 | hydro
OR | hydro | 2018 | 1.1 | 1.2 | hydro
OR | hydro | 2023 | 18 | 18 | hydro
OR | natural gas combined cycle | 1995 | 244.2 | 296 | natural gas combined cycle
OR | natural gas combined cycle | 1996 | 464 | 621.2 | natural gas combined cycle
OR | natural gas combined cycle | 2001 | 490 | 501.5 | natural gas combined cycle
OR | natural gas combined cycle | 2002 | 629 | 689.4 | natural gas combined cycle
OR | natural gas combined cycle | 2003 | 290 | 287 | natural gas combined cycle
OR | natural gas combined cycle | 2007 | 392.2 | 483 | natural gas combined cycle
OR | natural gas combined cycle | 2010 | 0.5 | 1 | natural gas combined cycle
OR | natural gas combined cycle | 2012 | 9 | 11 | natural gas combined cycle
OR | natural gas combined cycle | 2016 | 416.3 | 500 | natural gas combined cycle
OR | natural gas peaker | 2001 | 24 | 24.5 | natural gas peaker
OR | natural gas peaker | 2002 | 100 | 117.6 | natural gas peaker
OR | natural gas peaker | 2010 | 5.2 | 5.5 | natural gas peaker
OR | natural gas peaker | 2012 | 4.8 | 4.8 | natural gas peaker
OR | natural gas peaker | 2014 | 205.7 | 206.8 | natural gas peaker
OR | natural gas peaker | 2015 | 18.7 | 18.8 | natural gas peaker
OR | onshore wind | 1998 | 25 | 25 | onshore wind
OR | onshore wind | 2001 | 147.4 | 147.4 | onshore wind
OR | onshore wind | 2002 | 49.2 | 49.7 | onshore wind
OR | onshore wind | 2003 | 41 | 43 | onshore wind
OR | onshore wind | 2005 | 81 | 75 | onshore wind
OR | onshore wind | 2006 | 100.5 | 110.4 | onshore wind
OR | onshore wind | 2007 | 447.1 | 447.1 | onshore wind
OR | onshore wind | 2008 | 179.4 | 179.4 | onshore wind
OR | onshore wind | 2009 | 712.6 | 712.6 | onshore wind
OR | onshore wind | 2010 | 330.7 | 334.8 | onshore wind
OR | onshore wind | 2011 | 202.2 | 202.2 | onshore wind
OR | onshore wind | 2012 | 845 | 845 | onshore wind
OR | onshore wind | 2016 | 10 | 10 | onshore wind
OR | onshore wind | 2017 | 50 | 50 | onshore wind
OR | onshore wind | 2019 | 200 | 200 | onshore wind
OR | onshore wind | 2020 | 340 | 340 | onshore wind
OR | onshore wind | 2022 | 209.3 | 209.3 | onshore wind
OR | onshore wind | 2025 | 200 | 200 | onshore wind
OR | petroleum | 2009 | 6.6 | 6.6 | petroleum
OR | solar pv | 2011 | 2.6 | 2.6 | solar pv
OR | solar pv | 2012 | 7.8 | 7.8 | solar pv
OR | solar pv | 2014 | 2.9 | 2.9 | solar pv
OR | solar pv | 2015 | 5 | 5 | solar pv
OR | solar pv | 2016 | 81 | 81 | solar pv
OR | solar pv | 2017 | 124.3 | 124.6 | solar pv
OR | solar pv | 2018 | 86.3 | 86.3 | solar pv
OR | solar pv | 2019 | 87.9 | 87.9 | solar pv
OR | solar pv | 2020 | 175.7 | 175.7 | solar pv
OR | solar pv | 2021 | 155.1 | 147.5 | solar pv
OR | solar pv | 2022 | 65.1 | 65.1 | solar pv
OR | solar pv | 2023 | 220 | 226.2 | solar pv
OR | solar pv | 2024 | 39.1 | 39.1 | solar pv
OR | solar pv | 2025 | 238.2 | 238.2 | solar pv
PA | biomass | 1991 | 2.9 | 3 | biomass
PA | biomass | 1993 | 49 | 54 | biomass
PA | biomass | 1994 | 31.2 | 39.1 | biomass
PA | biomass | 1996 | 64 | 66 | biomass
PA | biomass | 1997 | 6 | 6 | biomass
PA | biomass | 2001 | 7.2 | 9.9 | biomass
PA | biomass | 2003 | 14.4 | 14.4 | biomass
PA | biomass | 2006 | 4.8 | 4.8 | biomass
PA | biomass | 2007 | 4.1 | 4.1 | biomass
PA | biomass | 2008 | 12.9 | 12.9 | biomass
PA | biomass | 2009 | 12.8 | 12.8 | biomass
PA | biomass | 2010 | 11.2 | 12.4 | biomass
PA | biomass | 2011 | 8.7 | 9.7 | biomass
PA | biomass | 2012 | 15.4 | 17.6 | biomass
PA | biomass | 2013 | 20.9 | 21.7 | biomass
PA | biomass | 2016 | 1.6 | 1.6 | biomass
PA | biomass | 2024 | 3.2 | 3.2 | biomass
PA | hard coal | 1990 | 179 | 204.1 | hard coal
PA | hard coal | 1992 | 80 | 94 | hard coal
PA | hard coal | 1993 | 83.82 | 94.7 | hard coal
PA | hard coal | 1995 | 222 | 252.1 | hard coal
PA | hard coal | 2004 | 521 | 585 | hard coal
PA | hydro | 1990 | 31.4 | 31.4 | hydro
PA | hydro | 2011 | 2.4 | 2.8 | hydro
PA | hydro | 2013 | 135.9 | 138 | hydro
PA | municipal solid waste | 1990 | 32.4 | 35.7 | municipal solid waste
PA | municipal solid waste | 1991 | 108 | 122.1 | municipal solid waste
PA | municipal solid waste | 1994 | 43.9 | 53.3 | municipal solid waste
PA | municipal solid waste | 2006 | 16.7 | 24.1 | municipal solid waste
PA | natural gas combined cycle | 1991 | 0.8 | 1.2 | natural gas combined cycle
PA | natural gas combined cycle | 1998 | 4.5 | 4.7 | natural gas combined cycle
PA | natural gas combined cycle | 2001 | 760 | 777.6 | natural gas combined cycle
PA | natural gas combined cycle | 2002 | 1482.9 | 1723 | natural gas combined cycle
PA | natural gas combined cycle | 2003 | 2801.2 | 2940.9 | natural gas combined cycle
PA | natural gas combined cycle | 2004 | 2758.6 | 2825.7 | natural gas combined cycle
PA | natural gas combined cycle | 2011 | 665 | 656 | natural gas combined cycle
PA | natural gas combined cycle | 2016 | 1625 | 1740 | natural gas combined cycle
PA | natural gas combined cycle | 2018 | 4439.7 | 4931.9 | natural gas combined cycle
PA | natural gas combined cycle | 2019 | 2376.6 | 2611.4 | natural gas combined cycle
PA | natural gas combined cycle | 2020 | 1018.7 | 1102.9 | natural gas combined cycle
PA | natural gas combined cycle | 2021 | 880.2 | 974.5 | natural gas combined cycle
PA | natural gas peaker | 1993 | 16 | 16 | natural gas peaker
PA | natural gas peaker | 1994 | 0.7 | 0.7 | natural gas peaker
PA | natural gas peaker | 1995 | 1.7 | 1.7 | natural gas peaker
PA | natural gas peaker | 1997 | 118.3 | 140.6 | natural gas peaker
PA | natural gas peaker | 1999 | 97.8 | 88.6 | natural gas peaker
PA | natural gas peaker | 2000 | 142.2 | 131.6 | natural gas peaker
PA | natural gas peaker | 2001 | 453 | 484.2 | natural gas peaker
PA | natural gas peaker | 2002 | 757.4 | 787 | natural gas peaker
PA | natural gas peaker | 2003 | 23.2 | 24 | natural gas peaker
PA | natural gas peaker | 2004 | 1.8 | 2.6 | natural gas peaker
PA | natural gas peaker | 2011 | 8.5 | 8.1 | natural gas peaker
PA | natural gas peaker | 2013 | 67.8 | 67.8 | natural gas peaker
PA | natural gas peaker | 2014 | 1 | 1 | natural gas peaker
PA | natural gas peaker | 2015 | 22.5 | 23.5 | natural gas peaker
PA | natural gas peaker | 2016 | 23.6 | 24.6 | natural gas peaker
PA | natural gas peaker | 2017 | 47.9 | 49.3 | natural gas peaker
PA | natural gas peaker | 2018 | 2 | 2 | natural gas peaker
PA | natural gas peaker | 2019 | 43 | 44 | natural gas peaker
PA | natural gas peaker | 2020 | 1.1 | 1.3 | natural gas peaker
PA | natural gas peaker | 2021 | 31 | 32.9 | natural gas peaker
PA | natural gas peaker | 2022 | 2 | 2 | natural gas peaker
PA | natural gas peaker | 2024 | 5.5 | 5.5 | natural gas peaker
PA | natural gas steam turbine | 1997 | 56.6 | 57.6 | natural gas steam turbine
PA | natural gas steam turbine | 2017 | 3 | 5.1 | natural gas steam turbine
PA | natural gas steam turbine | 2021 | 1.8 | 2.8 | natural gas steam turbine
PA | nuclear | 1990 | 1122.1 | 1138.5 | nuclear
PA | onshore wind | 2000 | 10.4 | 10.4 | onshore wind
PA | onshore wind | 2001 | 24 | 24 | onshore wind
PA | onshore wind | 2003 | 94.5 | 94.5 | onshore wind
PA | onshore wind | 2006 | 24 | 24 | onshore wind
PA | onshore wind | 2007 | 140.5 | 140.5 | onshore wind
PA | onshore wind | 2008 | 67.2 | 67.2 | onshore wind
PA | onshore wind | 2009 | 392.5 | 392.5 | onshore wind
PA | onshore wind | 2011 | 41.2 | 41.2 | onshore wind
PA | onshore wind | 2012 | 552.8 | 554.6 | onshore wind
PA | onshore wind | 2016 | 38.3 | 39.9 | onshore wind
PA | onshore wind | 2019 | 90 | 90 | onshore wind
PA | onshore wind | 2023 | 87.6 | 87.6 | onshore wind
PA | petroleum | 1993 | 1.2 | 1.2 | petroleum
PA | petroleum | 1994 | 1.2 | 1.2 | petroleum
PA | petroleum | 1996 | 3 | 3 | petroleum
PA | petroleum | 1997 | 140.5 | 156 | petroleum
PA | petroleum | 1998 | 0.8 | 0.8 | petroleum
PA | petroleum | 2000 | 0.3 | 0.3 | petroleum
PA | petroleum | 2010 | 0.9 | 1 | petroleum
PA | petroleum | 2021 | 7.4 | 7.4 | petroleum
PA | petroleum | 2022 | 15.2 | 15.2 | petroleum
PA | petroleum | 2023 | 21.6 | 21.6 | petroleum
PA | petroleum | 2024 | 5.4 | 5.4 | petroleum
PA | solar pv | 2008 | 3 | 3 | solar pv
PA | solar pv | 2009 | 0.9 | 1 | solar pv
PA | solar pv | 2010 | 10.5 | 11.9 | solar pv
PA | solar pv | 2011 | 11.1 | 11.5 | solar pv
PA | solar pv | 2012 | 19.5 | 19.7 | solar pv
PA | solar pv | 2013 | 3.9 | 3.9 | solar pv
PA | solar pv | 2016 | 5 | 5 | solar pv
PA | solar pv | 2018 | 4.5 | 4.5 | solar pv
PA | solar pv | 2019 | 20.1 | 20.1 | solar pv
PA | solar pv | 2020 | 68 | 68 | solar pv
PA | solar pv | 2021 | 7.4 | 7.4 | solar pv
PA | solar pv | 2022 | 20 | 20 | solar pv
PA | solar pv | 2023 | 515.6 | 515.6 | solar pv
PA | solar pv | 2024 | 185.5 | 185.5 | solar pv
PA | solar pv | 2025 | 254.4 | 254.4 | solar pv
RI | biomass | 1990 | 13.6 | 15.2 | biomass
RI | biomass | 1997 | 1.7 | 1.9 | biomass
RI | biomass | 2004 | 2.4 | 2.6 | biomass
RI | biomass | 2005 | 6 | 6.4 | biomass
RI | biomass | 2013 | 30.9 | 35.7 | biomass
RI | biomass | 2017 | 3.2 | 3.2 | biomass
RI | natural gas combined cycle | 1990 | 231.8 | 254.2 | natural gas combined cycle
RI | natural gas combined cycle | 1991 | 267.6 | 306.6 | natural gas combined cycle
RI | natural gas combined cycle | 1995 | 471 | 515 | natural gas combined cycle
RI | natural gas combined cycle | 2000 | 273 | 274.5 | natural gas combined cycle
RI | natural gas combined cycle | 2002 | 554 | 596 | natural gas combined cycle
RI | natural gas peaker | 2003 | 6.8 | 7.5 | natural gas peaker
RI | natural gas peaker | 2004 | 5.6 | 7 | natural gas peaker
RI | natural gas peaker | 2014 | 12.5 | 12.5 | natural gas peaker
RI | natural gas peaker | 2015 | 2 | 2 | natural gas peaker
RI | natural gas steam turbine | 1993 | 7 | 7 | natural gas steam turbine
RI | offshore wind | 2016 | 29.3 | 30 | offshore wind
RI | onshore wind | 2012 | 6 | 6 | onshore wind
RI | onshore wind | 2016 | 15 | 15 | onshore wind
RI | onshore wind | 2017 | 1.5 | 1.5 | onshore wind
RI | onshore wind | 2019 | 21 | 21 | onshore wind
RI | onshore wind | 2021 | 4.5 | 4.5 | onshore wind
RI | petroleum | 1993 | 1 | 1.1 | petroleum
RI | petroleum | 1997 | 1.5 | 1.6 | petroleum
RI | petroleum | 1999 | 1.2 | 1.3 | petroleum
RI | petroleum | 2001 | 1.2 | 1.2 | petroleum
RI | petroleum | 2002 | 1.6 | 1.6 | petroleum
RI | petroleum | 2006 | 1.8 | 1.8 | petroleum
RI | petroleum | 2012 | 1.8 | 1.8 | petroleum
RI | petroleum | 2018 | 2.5 | 2.5 | petroleum
RI | solar pv | 2013 | 6.9 | 6.9 | solar pv
RI | solar pv | 2014 | 1.3 | 1.3 | solar pv
RI | solar pv | 2015 | 2.4 | 2.4 | solar pv
RI | solar pv | 2016 | 1.1 | 1.2 | solar pv
RI | solar pv | 2017 | 8.5 | 8.5 | solar pv
RI | solar pv | 2018 | 22.4 | 22.4 | solar pv
RI | solar pv | 2019 | 76.1 | 76.1 | solar pv
RI | solar pv | 2020 | 57.1 | 57.1 | solar pv
RI | solar pv | 2021 | 55.2 | 55.2 | solar pv
RI | solar pv | 2022 | 57.1 | 57.1 | solar pv
RI | solar pv | 2023 | 105.2 | 105.3 | solar pv
RI | solar pv | 2024 | 33.2 | 33.2 | solar pv
RI | solar pv | 2025 | 12.8 | 12.8 | solar pv
SC | biomass | 1991 | 57 | 61.2 | biomass
SC | biomass | 2001 | 2.2 | 2.8 | biomass
SC | biomass | 2003 | 1.1 | 1.4 | biomass
SC | biomass | 2005 | 5.4 | 5.7 | biomass
SC | biomass | 2006 | 10.4 | 11.2 | biomass
SC | biomass | 2008 | 3 | 3.2 | biomass
SC | biomass | 2009 | 10 | 11 | biomass
SC | biomass | 2010 | 38.2 | 55.9 | biomass
SC | biomass | 2011 | 4.6 | 4.8 | biomass
SC | biomass | 2012 | 19 | 20.8 | biomass
SC | biomass | 2013 | 39 | 45 | biomass
SC | biomass | 2015 | 2.4 | 3.2 | biomass
SC | hard coal | 1995 | 580 | 591.4 | hard coal
SC | hard coal | 2007 | 585 | 652 | hard coal
SC | hard coal | 2008 | 605 | 652 | hard coal
SC | hydro | 1996 | 8.6 | 7.8 | hydro
SC | hydro | 2013 | 1.1 | 1.1 | hydro
SC | natural gas combined cycle | 1998 | 86 | 117.7 | natural gas combined cycle
SC | natural gas combined cycle | 2001 | 460 | 544.6 | natural gas combined cycle
SC | natural gas combined cycle | 2002 | 330 | 397.8 | natural gas combined cycle
SC | natural gas combined cycle | 2004 | 1507 | 1736.7 | natural gas combined cycle
SC | natural gas combined cycle | 2018 | 760 | 846.7 | natural gas combined cycle
SC | natural gas peaker | 1991 | 88 | 122 | natural gas peaker
SC | natural gas peaker | 1994 | 8.4 | 9.6 | natural gas peaker
SC | natural gas peaker | 1997 | 230 | 316 | natural gas peaker
SC | natural gas peaker | 1999 | 48 | 58.9 | natural gas peaker
SC | natural gas peaker | 2000 | 524.25 | 601 | natural gas peaker
SC | natural gas peaker | 2001 | 346.46 | 394 | natural gas peaker
SC | natural gas peaker | 2002 | 574 | 749.8 | natural gas peaker
SC | natural gas peaker | 2003 | 281 | 399.6 | natural gas peaker
SC | natural gas peaker | 2004 | 225 | 259.5 | natural gas peaker
SC | natural gas peaker | 2005 | 2 | 2 | natural gas peaker
SC | natural gas peaker | 2007 | 84 | 108 | natural gas peaker
SC | natural gas peaker | 2009 | 18 | 27.4 | natural gas peaker
SC | natural gas peaker | 2010 | 20 | 27.9 | natural gas peaker
SC | natural gas peaker | 2014 | 2 | 2 | natural gas peaker
SC | natural gas peaker | 2019 | 16 | 16.9 | natural gas peaker
SC | natural gas peaker | 2024 | 42 | 65.4 | natural gas peaker
SC | natural gas peaker | 2025 | 84 | 130.8 | natural gas peaker
SC | natural gas steam turbine | 1993 | 17.5 | 19 | natural gas steam turbine
SC | natural gas steam turbine | 1996 | 415 | 417.3 | natural gas steam turbine
SC | petroleum | 1998 | 1.6 | 1.6 | petroleum
SC | petroleum | 2003 | 18.2 | 20.3 | petroleum
SC | petroleum | 2004 | 9 | 10 | petroleum
SC | petroleum | 2006 | 5.4 | 5.4 | petroleum
SC | petroleum | 2008 | 3 | 3 | petroleum
SC | petroleum | 2011 | 10.5 | 10.5 | petroleum
SC | petroleum | 2013 | 1 | 1.3 | petroleum
SC | petroleum | 2019 | 3.5 | 3.5 | petroleum
SC | petroleum | 2025 | 2.3 | 2.3 | petroleum
SC | solar pv | 2012 | 0.1 | 0.1 | solar pv
SC | solar pv | 2013 | 2.5 | 2.5 | solar pv
SC | solar pv | 2016 | 16.8 | 16.8 | solar pv
SC | solar pv | 2017 | 236.3 | 236.3 | solar pv
SC | solar pv | 2018 | 97.4 | 97.4 | solar pv
SC | solar pv | 2019 | 305.1 | 305.1 | solar pv
SC | solar pv | 2020 | 455.3 | 457.2 | solar pv
SC | solar pv | 2021 | 27.5 | 27.3 | solar pv
SC | solar pv | 2022 | 198.1 | 198.9 | solar pv
SC | solar pv | 2023 | 222.5 | 222.5 | solar pv
SC | solar pv | 2024 | 83.1 | 83.1 | solar pv
SC | solar pv | 2025 | 279 | 279 | solar pv
SD | biomass | 2018 | 5.4 | 5.4 | biomass
SD | natural gas combined cycle | 2012 | 295 | 324 | natural gas combined cycle
SD | natural gas peaker | 1991 | 43.7 | 42.9 | natural gas peaker
SD | natural gas peaker | 1994 | 196 | 239.4 | natural gas peaker
SD | natural gas peaker | 2002 | 34 | 40 | natural gas peaker
SD | natural gas peaker | 2005 | 147 | 166.3 | natural gas peaker
SD | natural gas peaker | 2006 | 85 | 108.2 | natural gas peaker
SD | natural gas peaker | 2008 | 85 | 108.2 | natural gas peaker
SD | natural gas peaker | 2013 | 52 | 82.2 | natural gas peaker
SD | natural gas peaker | 2021 | 241.7 | 349 | natural gas peaker
SD | natural gas peaker | 2022 | 55.2 | 69 | natural gas peaker
SD | natural gas steam turbine | 2019 | 3.6 | 3.6 | natural gas steam turbine
SD | natural gas steam turbine | 2021 | 3.9 | 3.9 | natural gas steam turbine
SD | onshore wind | 2001 | 2.6 | 2.6 | onshore wind
SD | onshore wind | 2003 | 40.5 | 40.5 | onshore wind
SD | onshore wind | 2009 | 126.4 | 126.4 | onshore wind
SD | onshore wind | 2010 | 309 | 309 | onshore wind
SD | onshore wind | 2011 | 172 | 162 | onshore wind
SD | onshore wind | 2014 | 19.5 | 19.5 | onshore wind
SD | onshore wind | 2015 | 174.3 | 174.3 | onshore wind
SD | onshore wind | 2018 | 40 | 40 | onshore wind
SD | onshore wind | 2019 | 497.5 | 497.5 | onshore wind
SD | onshore wind | 2020 | 774.3 | 775.8 | onshore wind
SD | onshore wind | 2021 | 607.6 | 607.6 | onshore wind
SD | onshore wind | 2022 | 304 | 304 | onshore wind
SD | onshore wind | 2023 | 400 | 400 | onshore wind
SD | petroleum | 1991 | 1.8 | 1.7 | petroleum
SD | petroleum | 2001 | 1.7 | 1.7 | petroleum
SD | petroleum | 2002 | 1 | 3 | petroleum
SD | petroleum | 2004 | 6.5 | 7.5 | petroleum
SD | petroleum | 2008 | 2 | 2 | petroleum
SD | solar pv | 2016 | 1 | 1 | solar pv
SD | solar pv | 2023 | 80 | 80 | solar pv
SD | solar pv | 2024 | 136.3 | 136.3 | solar pv
TN | biomass | 1992 | 3.2 | 3.2 | biomass
TN | biomass | 2000 | 2.8 | 2.8 | biomass
TN | biomass | 2005 | 1.8 | 2 | biomass
TN | biomass | 2010 | 22.5 | 22.5 | biomass
TN | biomass | 2011 | 2.5 | 2.6 | biomass
TN | biomass | 2012 | 4.8 | 4.8 | biomass
TN | biomass | 2013 | 1.9 | 2 | biomass
TN | hard coal | 1994 | 34.6 | 34.6 | hard coal
TN | natural gas combined cycle | 2010 | 525 | 604.4 | natural gas combined cycle
TN | natural gas combined cycle | 2012 | 878 | 996.9 | natural gas combined cycle
TN | natural gas combined cycle | 2018 | 1052.1 | 1170.9 | natural gas combined cycle
TN | natural gas peaker | 1995 | 3.8 | 4.5 | natural gas peaker
TN | natural gas peaker | 1996 | 4.5 | 5 | natural gas peaker
TN | natural gas peaker | 1997 | 5 | 5 | natural gas peaker
TN | natural gas peaker | 1999 | 456 | 460 | natural gas peaker
TN | natural gas peaker | 2000 | 944.8 | 1243.8 | natural gas peaker
TN | natural gas peaker | 2001 | 591.2 | 676 | natural gas peaker
TN | natural gas peaker | 2002 | 302 | 358.4 | natural gas peaker
TN | natural gas peaker | 2015 | 7.8 | 7.2 | natural gas peaker
TN | natural gas peaker | 2016 | 52 | 61.4 | natural gas peaker
TN | natural gas peaker | 2017 | 5.8 | 6.3 | natural gas peaker
TN | natural gas peaker | 2025 | 530 | 658 | natural gas peaker
TN | natural gas steam turbine | 2006 | 46.5 | 50 | natural gas steam turbine
TN | nuclear | 1996 | 1123 | 1269.9 | nuclear
TN | nuclear | 2016 | 1122 | 1269.9 | nuclear
TN | onshore wind | 2000 | 2.1 | 1.8 | onshore wind
TN | onshore wind | 2004 | 27 | 27 | onshore wind
TN | petroleum | 2000 | 19.8 | 22 | petroleum
TN | petroleum | 2001 | 19.8 | 22 | petroleum
TN | petroleum | 2002 | 3.6 | 3.6 | petroleum
TN | petroleum | 2004 | 10 | 10 | petroleum
TN | solar pv | 2011 | 0.7 | 0.9 | solar pv
TN | solar pv | 2012 | 11.8 | 11.8 | solar pv
TN | solar pv | 2013 | 0.8 | 1 | solar pv
TN | solar pv | 2014 | 31.6 | 31.6 | solar pv
TN | solar pv | 2016 | 25.1 | 25.1 | solar pv
TN | solar pv | 2017 | 19 | 19 | solar pv
TN | solar pv | 2018 | 88.68 | 89 | solar pv
TN | solar pv | 2019 | 2.7 | 2.9 | solar pv
TN | solar pv | 2020 | 1.5 | 1.5 | solar pv
TN | solar pv | 2021 | 9 | 9 | solar pv
TN | solar pv | 2022 | 170.7 | 170.7 | solar pv
TN | solar pv | 2023 | 221.8 | 213.8 | solar pv
TN | solar pv | 2024 | 17.3 | 17.3 | solar pv
TN | solar pv | 2025 | 225.8 | 225.8 | solar pv
TX | biomass | 1996 | 2.7 | 3 | biomass
TX | biomass | 2003 | 39.8 | 39.4 | biomass
TX | biomass | 2004 | 2.6 | 2.7 | biomass
TX | biomass | 2005 | 9.6 | 9.6 | biomass
TX | biomass | 2007 | 12.8 | 12.8 | biomass
TX | biomass | 2008 | 1.6 | 1.6 | biomass
TX | biomass | 2009 | 6.4 | 6.4 | biomass
TX | biomass | 2010 | 8 | 8 | biomass
TX | biomass | 2011 | 7.4 | 7.4 | biomass
TX | biomass | 2012 | 100 | 114 | biomass
TX | biomass | 2014 | 50.9 | 54.3 | biomass
TX | biomass | 2015 | 1.4 | 1.4 | biomass
TX | hard coal | 1992 | 560 | 566 | hard coal
TX | hard coal | 1995 | 795 | 793.2 | hard coal
TX | hard coal | 2010 | 785 | 922.5 | hard coal
TX | hard coal | 2013 | 932.6 | 1008 | hard coal
TX | hydro | 1992 | 2 | 2.8 | hydro
TX | hydro | 2015 | 1.3 | 1.3 | hydro
TX | hydro | 2020 | 24.3 | 26.7 | hydro
TX | lignite | 1990 | 152 | 174.6 | lignite
TX | lignite | 1991 | 153 | 174.6 | lignite
TX | lignite | 2010 | 1455 | 1578.3 | lignite
TX | lignite | 2011 | 855 | 878.6 | lignite
TX | natural gas combined cycle | 1993 | 216 | 247.5 | natural gas combined cycle
TX | natural gas combined cycle | 1994 | 609.5 | 762.7 | natural gas combined cycle
TX | natural gas combined cycle | 1995 | 60 | 89.9 | natural gas combined cycle
TX | natural gas combined cycle | 1996 | 319 | 332.6 | natural gas combined cycle
TX | natural gas combined cycle | 1998 | 238 | 260 | natural gas combined cycle
TX | natural gas combined cycle | 1999 | 1120.9 | 1209.4 | natural gas combined cycle
TX | natural gas combined cycle | 2000 | 6535.9 | 7116.2 | natural gas combined cycle
TX | natural gas combined cycle | 2001 | 4343.8 | 4908.2 | natural gas combined cycle
TX | natural gas combined cycle | 2002 | 7263.5 | 8311.1 | natural gas combined cycle
TX | natural gas combined cycle | 2003 | 5967 | 6608.3 | natural gas combined cycle
TX | natural gas combined cycle | 2004 | 1719.1 | 1872.9 | natural gas combined cycle
TX | natural gas combined cycle | 2005 | 169 | 238.8 | natural gas combined cycle
TX | natural gas combined cycle | 2006 | 620.5 | 640 | natural gas combined cycle
TX | natural gas combined cycle | 2007 | 560.5 | 644.4 | natural gas combined cycle
TX | natural gas combined cycle | 2008 | 201.1 | 213.1 | natural gas combined cycle
TX | natural gas combined cycle | 2009 | 871 | 1155.4 | natural gas combined cycle
TX | natural gas combined cycle | 2010 | 869 | 1042.8 | natural gas combined cycle
TX | natural gas combined cycle | 2011 | 923.3 | 985.5 | natural gas combined cycle
TX | natural gas combined cycle | 2014 | 2346 | 2569.8 | natural gas combined cycle
TX | natural gas combined cycle | 2015 | 790 | 803.2 | natural gas combined cycle
TX | natural gas combined cycle | 2017 | 2246.1 | 2461.5 | natural gas combined cycle
TX | natural gas combined cycle | 2021 | 1000 | 1000 | natural gas combined cycle
TX | natural gas combined cycle | 2023 | 232 | 244 | natural gas combined cycle
TX | natural gas peaker | 1990 | 403 | 536.4 | natural gas peaker
TX | natural gas peaker | 1991 | 9 | 10.2 | natural gas peaker
TX | natural gas peaker | 1992 | 70.6 | 86.4 | natural gas peaker
TX | natural gas peaker | 1993 | 32 | 38.6 | natural gas peaker
TX | natural gas peaker | 1994 | 241.8 | 277.4 | natural gas peaker
TX | natural gas peaker | 1995 | 313 | 358.6 | natural gas peaker
TX | natural gas peaker | 1996 | 41 | 50.5 | natural gas peaker
TX | natural gas peaker | 1997 | 405 | 527.9 | natural gas peaker
TX | natural gas peaker | 1999 | 312.2 | 354.8 | natural gas peaker
TX | natural gas peaker | 2000 | 173 | 216.4 | natural gas peaker
TX | natural gas peaker | 2001 | 778 | 965.9 | natural gas peaker
TX | natural gas peaker | 2002 | 0.8 | 0.8 | natural gas peaker
TX | natural gas peaker | 2004 | 566.1 | 671.5 | natural gas peaker
TX | natural gas peaker | 2005 | 400.76 | 443 | natural gas peaker
TX | natural gas peaker | 2006 | 156.1 | 157.6 | natural gas peaker
TX | natural gas peaker | 2007 | 148.9 | 153 | natural gas peaker
TX | natural gas peaker | 2008 | 177.4 | 263.6 | natural gas peaker
TX | natural gas peaker | 2009 | 13.1 | 15.8 | natural gas peaker
TX | natural gas peaker | 2010 | 784.9 | 917.7 | natural gas peaker
TX | natural gas peaker | 2011 | 328 | 350.1 | natural gas peaker
TX | natural gas peaker | 2012 | 32.8 | 32.8 | natural gas peaker
TX | natural gas peaker | 2013 | 370.2 | 434.2 | natural gas peaker
TX | natural gas peaker | 2014 | 75 | 79.6 | natural gas peaker
TX | natural gas peaker | 2015 | 841.8 | 981.4 | natural gas peaker
TX | natural gas peaker | 2016 | 908.9 | 1019.4 | natural gas peaker
TX | natural gas peaker | 2017 | 186.1 | 252.1 | natural gas peaker
TX | natural gas peaker | 2018 | 698.8 | 807.1 | natural gas peaker
TX | natural gas peaker | 2019 | 176 | 207 | natural gas peaker
TX | natural gas peaker | 2020 | 207.7 | 241.7 | natural gas peaker
TX | natural gas peaker | 2021 | 884.7 | 1172.7 | natural gas peaker
TX | natural gas peaker | 2022 | 811.6 | 1059 | natural gas peaker
TX | natural gas peaker | 2023 | 664.6 | 803.8 | natural gas peaker
TX | natural gas peaker | 2024 | 537.2 | 697 | natural gas peaker
TX | natural gas peaker | 2025 | 187.6 | 187.6 | natural gas peaker
TX | natural gas steam turbine | 1993 | 43.8 | 46.5 | natural gas steam turbine
TX | natural gas steam turbine | 2000 | 42.5 | 46.1 | natural gas steam turbine
TX | natural gas steam turbine | 2012 | 286.2 | 310 | natural gas steam turbine
TX | nuclear | 1990 | 1205 | 1215 | nuclear
TX | nuclear | 1993 | 1195 | 1215 | nuclear
TX | onshore wind | 1998 | 34.3 | 34.3 | onshore wind
TX | onshore wind | 2001 | 753.8 | 753.8 | onshore wind
TX | onshore wind | 2002 | 167.7 | 167.7 | onshore wind
TX | onshore wind | 2003 | 219.9 | 219.9 | onshore wind
TX | onshore wind | 2005 | 569.8 | 560.8 | onshore wind
TX | onshore wind | 2006 | 861.3 | 861.3 | onshore wind
TX | onshore wind | 2007 | 1686 | 1688.8 | onshore wind
TX | onshore wind | 2008 | 2902.4 | 2885.1 | onshore wind
TX | onshore wind | 2009 | 2043.9 | 2029.4 | onshore wind
TX | onshore wind | 2010 | 721.7 | 721.7 | onshore wind
TX | onshore wind | 2011 | 418.2 | 418.2 | onshore wind
TX | onshore wind | 2012 | 1594.9 | 1594.6 | onshore wind
TX | onshore wind | 2013 | 150 | 150 | onshore wind
TX | onshore wind | 2014 | 2023.4 | 2023.4 | onshore wind
TX | onshore wind | 2015 | 3417.7 | 3416.7 | onshore wind
TX | onshore wind | 2016 | 2516.5 | 2517.4 | onshore wind
TX | onshore wind | 2017 | 2121.1 | 2108.1 | onshore wind
TX | onshore wind | 2018 | 1887.9 | 1887.9 | onshore wind
TX | onshore wind | 2019 | 3945.6 | 3949.7 | onshore wind
TX | onshore wind | 2020 | 2098.2 | 2100.5 | onshore wind
TX | onshore wind | 2021 | 3953.7 | 3953.7 | onshore wind
TX | onshore wind | 2022 | 4877.3 | 4877.3 | onshore wind
TX | onshore wind | 2023 | 1460.8 | 1460.8 | onshore wind
TX | onshore wind | 2024 | 1935.5 | 1935.5 | onshore wind
TX | onshore wind | 2025 | 1667.1 | 1667.1 | onshore wind
TX | petroleum | 1991 | 1.8 | 3.2 | petroleum
TX | petroleum | 1998 | 10.8 | 10.8 | petroleum
TX | petroleum | 2001 | 8 | 10.4 | petroleum
TX | petroleum | 2006 | 1.5 | 1.5 | petroleum
TX | petroleum | 2013 | 132.3 | 157.8 | petroleum
TX | petroleum | 2014 | 2.4 | 2.4 | petroleum
TX | petroleum | 2020 | 6.5 | 6.5 | petroleum
TX | solar pv | 2010 | 13.5 | 13.9 | solar pv
TX | solar pv | 2011 | 30 | 30 | solar pv
TX | solar pv | 2012 | 31.7 | 32 | solar pv
TX | solar pv | 2013 | 50.7 | 50.7 | solar pv
TX | solar pv | 2014 | 54.3 | 54.5 | solar pv
TX | solar pv | 2015 | 138.9 | 138.9 | solar pv
TX | solar pv | 2016 | 263.5 | 266 | solar pv
TX | solar pv | 2017 | 667.1 | 660 | solar pv
TX | solar pv | 2018 | 660.6 | 660.6 | solar pv
TX | solar pv | 2019 | 698.7 | 699.2 | solar pv
TX | solar pv | 2020 | 2273.3 | 2273.3 | solar pv
TX | solar pv | 2021 | 3962 | 3972.8 | solar pv
TX | solar pv | 2022 | 2527.9 | 2528.1 | solar pv
TX | solar pv | 2023 | 3725.38 | 3707.2 | solar pv
TX | solar pv | 2024 | 7436.01 | 7398.3 | solar pv
TX | solar pv | 2025 | 8203.4 | 8206.9 | solar pv
UT | biomass | 2005 | 1.3 | 1.3 | biomass
UT | biomass | 2006 | 3.1 | 3.2 | biomass
UT | biomass | 2008 | 0.9 | 1 | biomass
UT | biomass | 2009 | 4.5 | 4.8 | biomass
UT | biomass | 2012 | 3 | 3.2 | biomass
UT | geothermal | 2007 | 8.7 | 12 | geothermal
UT | geothermal | 2009 | 11 | 14 | geothermal
UT | geothermal | 2013 | 39 | 39 | geothermal
UT | hard coal | 1993 | 51 | 58.1 | hard coal
UT | hydro | 1991 | 1.8 | 1.8 | hydro
UT | hydro | 1992 | 0.1 | 0.1 | hydro
UT | hydro | 1993 | 1.3 | 1.3 | hydro
UT | hydro | 1998 | 2.1 | 2.1 | hydro
UT | hydro | 2008 | 13 | 13 | hydro
UT | hydro | 2021 | 0.1 | 0.1 | hydro
UT | natural gas combined cycle | 2004 | 130 | 140 | natural gas combined cycle
UT | natural gas combined cycle | 2005 | 270 | 292.4 | natural gas combined cycle
UT | natural gas combined cycle | 2006 | 254 | 274.5 | natural gas combined cycle
UT | natural gas combined cycle | 2007 | 547 | 591.3 | natural gas combined cycle
UT | natural gas combined cycle | 2014 | 629 | 655.2 | natural gas combined cycle
UT | natural gas combined cycle | 2025 | 940 | 1093.2 | natural gas combined cycle
UT | natural gas peaker | 1990 | 0.7 | 0.7 | natural gas peaker
UT | natural gas peaker | 1995 | 4 | 4.5 | natural gas peaker
UT | natural gas peaker | 2000 | 5.9 | 7 | natural gas peaker
UT | natural gas peaker | 2001 | 102.2 | 120.7 | natural gas peaker
UT | natural gas peaker | 2002 | 258.5 | 348.2 | natural gas peaker
UT | natural gas peaker | 2003 | 3.8 | 3.8 | natural gas peaker
UT | natural gas peaker | 2004 | 34 | 42.2 | natural gas peaker
UT | natural gas peaker | 2006 | 38.7 | 42 | natural gas peaker
UT | natural gas peaker | 2007 | 5.8 | 6 | natural gas peaker
UT | natural gas peaker | 2008 | 9.6 | 11.4 | natural gas peaker
UT | natural gas peaker | 2010 | 42.7 | 46.4 | natural gas peaker
UT | natural gas peaker | 2012 | 21 | 25.2 | natural gas peaker
UT | natural gas peaker | 2013 | 6 | 6 | natural gas peaker
UT | natural gas peaker | 2015 | 8 | 8 | natural gas peaker
UT | natural gas peaker | 2016 | 5 | 5 | natural gas peaker
UT | natural gas peaker | 2018 | 12 | 12 | natural gas peaker
UT | natural gas peaker | 2019 | 14 | 16.5 | natural gas peaker
UT | natural gas peaker | 2022 | 22.9 | 23.9 | natural gas peaker
UT | natural gas peaker | 2023 | 1.5 | 1.5 | natural gas peaker
UT | natural gas peaker | 2024 | 9.7 | 9.7 | natural gas peaker
UT | onshore wind | 2008 | 18.9 | 18.9 | onshore wind
UT | onshore wind | 2009 | 203.5 | 203.5 | onshore wind
UT | onshore wind | 2010 | 1.5 | 1.5 | onshore wind
UT | onshore wind | 2011 | 102 | 102 | onshore wind
UT | onshore wind | 2016 | 63.8 | 63.8 | onshore wind
UT | petroleum | 1990 | 2.2 | 2 | petroleum
UT | petroleum | 1991 | 1.5 | 1.6 | petroleum
UT | petroleum | 1996 | 1.5 | 1.5 | petroleum
UT | petroleum | 1999 | 13.7 | 15.3 | petroleum
UT | petroleum | 2001 | 1.6 | 1.7 | petroleum
UT | solar pv | 2012 | 1.3 | 1.3 | solar pv
UT | solar pv | 2015 | 164.31 | 165.1 | solar pv
UT | solar pv | 2016 | 689.4 | 689.4 | solar pv
UT | solar pv | 2017 | 1.3 | 1.3 | solar pv
UT | solar pv | 2018 | 2 | 2 | solar pv
UT | solar pv | 2019 | 57.6 | 57.6 | solar pv
UT | solar pv | 2020 | 279 | 279 | solar pv
UT | solar pv | 2021 | 264 | 264 | solar pv
UT | solar pv | 2022 | 81.5 | 81.5 | solar pv
UT | solar pv | 2023 | 93 | 93 | solar pv
UT | solar pv | 2024 | 562.88 | 565 | solar pv
UT | solar pv | 2025 | 851.2 | 851.5 | solar pv
UT | solar thermal | 2021 | 0.1 | 1.5 | solar thermal
VA | biomass | 1992 | 156.2 | 216.5 | biomass
VA | biomass | 1993 | 3.2 | 3.2 | biomass
VA | biomass | 1994 | 83 | 90 | biomass
VA | biomass | 2001 | 25.2 | 25.2 | biomass
VA | biomass | 2003 | 14.4 | 14.4 | biomass
VA | biomass | 2007 | 10.5 | 10.5 | biomass
VA | biomass | 2008 | 15.6 | 15.6 | biomass
VA | biomass | 2009 | 8.4 | 8.6 | biomass
VA | biomass | 2010 | 14 | 15.5 | biomass
VA | biomass | 2011 | 2.9 | 3.3 | biomass
VA | biomass | 2012 | 7.8 | 7.8 | biomass
VA | biomass | 2013 | 131.8 | 137.7 | biomass
VA | biomass | 2015 | 1.8 | 1.8 | biomass
VA | biomass | 2016 | 3.6 | 3.6 | biomass
VA | hard coal | 1992 | 243 | 254.6 | hard coal
VA | hard coal | 1995 | 440 | 424 | hard coal
VA | hard coal | 1996 | 437.1 | 424 | hard coal
VA | hard coal | 2012 | 610 | 668 | hard coal
VA | hydro | 1990 | 4.5 | 4.5 | hydro
VA | hydro | 1993 | 2.9 | 2.9 | hydro
VA | hydro | 2008 | 2 | 2.2 | hydro
VA | hydro | 2021 | 0.6 | 0.7 | hydro
VA | municipal solid waste | 1990 | 98 | 124 | municipal solid waste
VA | natural gas combined cycle | 1990 | 569.5 | 618.4 | natural gas combined cycle
VA | natural gas combined cycle | 1991 | 348 | 376 | natural gas combined cycle
VA | natural gas combined cycle | 1992 | 548.3 | 603.2 | natural gas combined cycle
VA | natural gas combined cycle | 1994 | 218 | 300.4 | natural gas combined cycle
VA | natural gas combined cycle | 1997 | 267 | 330 | natural gas combined cycle
VA | natural gas combined cycle | 2003 | 570.7 | 613 | natural gas combined cycle
VA | natural gas combined cycle | 2004 | 937.4 | 1011.4 | natural gas combined cycle
VA | natural gas combined cycle | 2011 | 628.2 | 559 | natural gas combined cycle
VA | natural gas combined cycle | 2014 | 1369.9 | 1472.2 | natural gas combined cycle
VA | natural gas combined cycle | 2016 | 1376 | 1472.2 | natural gas combined cycle
VA | natural gas combined cycle | 2017 | 766 | 812 | natural gas combined cycle
VA | natural gas combined cycle | 2018 | 1605.1 | 1773.3 | natural gas combined cycle
VA | natural gas peaker | 1990 | 340 | 368.4 | natural gas peaker
VA | natural gas peaker | 1992 | 325 | 388.8 | natural gas peaker
VA | natural gas peaker | 1997 | 46.4 | 46.4 | natural gas peaker
VA | natural gas peaker | 2000 | 613.7 | 705.5 | natural gas peaker
VA | natural gas peaker | 2001 | 728.4 | 829 | natural gas peaker
VA | natural gas peaker | 2002 | 84 | 88 | natural gas peaker
VA | natural gas peaker | 2003 | 466 | 545.7 | natural gas peaker
VA | natural gas peaker | 2004 | 484 | 596.7 | natural gas peaker
VA | natural gas peaker | 2008 | 319.9 | 357 | natural gas peaker
VA | natural gas peaker | 2009 | 160.6 | 178.5 | natural gas peaker
VA | natural gas peaker | 2012 | 1 | 1.1 | natural gas peaker
VA | natural gas peaker | 2015 | 15 | 15 | natural gas peaker
VA | natural gas peaker | 2016 | 1.3 | 1.4 | natural gas peaker
VA | natural gas peaker | 2018 | 326.7 | 374 | natural gas peaker
VA | natural gas peaker | 2024 | 2 | 2 | natural gas peaker
VA | natural gas peaker | 2025 | 2 | 2 | natural gas peaker
VA | natural gas steam turbine | 1990 | 22.4 | 24 | natural gas steam turbine
VA | natural gas steam turbine | 1992 | 55 | 114.8 | natural gas steam turbine
VA | natural gas steam turbine | 1997 | 2.7 | 2.5 | natural gas steam turbine
VA | natural gas steam turbine | 2021 | 2.4 | 2.4 | natural gas steam turbine
VA | offshore wind | 2021 | 12 | 12 | offshore wind
VA | petroleum | 1990 | 15 | 16 | petroleum
VA | petroleum | 1992 | 9.2 | 9.5 | petroleum
VA | petroleum | 1993 | 5.4 | 5.6 | petroleum
VA | petroleum | 1995 | 4.5 | 4.5 | petroleum
VA | petroleum | 1996 | 4.7 | 5.5 | petroleum
VA | petroleum | 1997 | 26.3 | 37.2 | petroleum
VA | petroleum | 1999 | 9 | 14 | petroleum
VA | petroleum | 2000 | 141.8 | 178.8 | petroleum
VA | petroleum | 2001 | 183 | 233.2 | petroleum
VA | petroleum | 2002 | 26 | 26 | petroleum
VA | petroleum | 2003 | 2 | 2 | petroleum
VA | petroleum | 2004 | 21.8 | 21.8 | petroleum
VA | petroleum | 2005 | 7.4 | 9 | petroleum
VA | petroleum | 2006 | 2 | 2 | petroleum
VA | petroleum | 2007 | 6.2 | 6.3 | petroleum
VA | petroleum | 2009 | 7.5 | 7.8 | petroleum
VA | petroleum | 2016 | 6 | 6 | petroleum
VA | petroleum | 2017 | 3 | 3 | petroleum
VA | solar pv | 2016 | 139 | 139 | solar pv
VA | solar pv | 2017 | 288.6 | 285 | solar pv
VA | solar pv | 2018 | 58 | 58 | solar pv
VA | solar pv | 2019 | 163.14 | 163.2 | solar pv
VA | solar pv | 2020 | 679.34 | 679.4 | solar pv
VA | solar pv | 2021 | 888.1 | 888.1 | solar pv
VA | solar pv | 2022 | 647.7 | 647.8 | solar pv
VA | solar pv | 2023 | 815.6 | 829.8 | solar pv
VA | solar pv | 2024 | 998.9 | 1000.4 | solar pv
VA | solar pv | 2025 | 484.6 | 484.6 | solar pv
VT | biomass | 1992 | 19.7 | 21.5 | biomass
VT | biomass | 1999 | 0.3 | 0.8 | biomass
VT | biomass | 2005 | 4.5 | 4.8 | biomass
VT | biomass | 2007 | 1.5 | 1.6 | biomass
VT | biomass | 2008 | 3.2 | 3.2 | biomass
VT | biomass | 2009 | 1.5 | 1.6 | biomass
VT | hydro | 1990 | 4.8 | 5.8 | hydro
VT | hydro | 1993 | 7.5 | 7.5 | hydro
VT | hydro | 2008 | 17 | 19.8 | hydro
VT | hydro | 2012 | 0.1 | 0.5 | hydro
VT | hydro | 2016 | 2.4 | 2.4 | hydro
VT | onshore wind | 1997 | 5.2 | 6 | onshore wind
VT | onshore wind | 2011 | 40 | 40 | onshore wind
VT | onshore wind | 2012 | 75 | 75 | onshore wind
VT | onshore wind | 2017 | 30 | 30 | onshore wind
VT | petroleum | 2007 | 7.2 | 8 | petroleum
VT | petroleum | 2010 | 38 | 47.2 | petroleum
VT | solar pv | 2011 | 3.3 | 3.5 | solar pv
VT | solar pv | 2012 | 5.8 | 5.8 | solar pv
VT | solar pv | 2013 | 8.4 | 8.5 | solar pv
VT | solar pv | 2014 | 19.9 | 20 | solar pv
VT | solar pv | 2015 | 2 | 2 | solar pv
VT | solar pv | 2016 | 29.6 | 29.6 | solar pv
VT | solar pv | 2017 | 8.5 | 8.5 | solar pv
VT | solar pv | 2018 | 33.8 | 33.8 | solar pv
VT | solar pv | 2019 | 16.7 | 16.7 | solar pv
VT | solar pv | 2020 | 2.2 | 2.2 | solar pv
VT | solar pv | 2021 | 12.2 | 12.2 | solar pv
VT | solar pv | 2022 | 5.5 | 5.5 | solar pv
VT | solar pv | 2023 | 7.2 | 7.2 | solar pv
WA | biomass | 1990 | 25 | 25 | biomass
WA | biomass | 1996 | 36 | 42 | biomass
WA | biomass | 2003 | 17.4 | 18 | biomass
WA | biomass | 2007 | 29.1 | 32.5 | biomass
WA | biomass | 2009 | 5.4 | 5.4 | biomass
WA | biomass | 2012 | 4.6 | 4.6 | biomass
WA | biomass | 2013 | 17.1 | 24.5 | biomass
WA | biomass | 2022 | 12 | 12.6 | biomass
WA | hydro | 1990 | 24.2 | 23.9 | hydro
WA | hydro | 1992 | 15 | 14.8 | hydro
WA | hydro | 1994 | 109.2 | 106.5 | hydro
WA | hydro | 1995 | 16.8 | 16.8 | hydro
WA | hydro | 1997 | 9 | 10 | hydro
WA | hydro | 2006 | 14.2 | 14.2 | hydro
WA | hydro | 2011 | 129.9 | 129.5 | hydro
WA | hydro | 2012 | 244 | 244 | hydro
WA | hydro | 2013 | 167.4 | 169.9 | hydro
WA | hydro | 2014 | 122 | 122 | hydro
WA | hydro | 2015 | 122 | 122 | hydro
WA | hydro | 2016 | 122 | 122 | hydro
WA | hydro | 2017 | 122 | 122 | hydro
WA | hydro | 2018 | 136 | 134 | hydro
WA | hydro | 2020 | 122 | 122 | hydro
WA | municipal solid waste | 1991 | 22.7 | 26 | municipal solid waste
WA | natural gas combined cycle | 1993 | 310.9 | 328.9 | natural gas combined cycle
WA | natural gas combined cycle | 1994 | 270 | 285.5 | natural gas combined cycle
WA | natural gas combined cycle | 1997 | 230 | 248 | natural gas combined cycle
WA | natural gas combined cycle | 2002 | 502 | 640.3 | natural gas combined cycle
WA | natural gas combined cycle | 2003 | 477 | 593.3 | natural gas combined cycle
WA | natural gas combined cycle | 2004 | 263.7 | 302.8 | natural gas combined cycle
WA | natural gas combined cycle | 2008 | 865 | 1033.9 | natural gas combined cycle
WA | natural gas peaker | 1991 | 80 | 93.2 | natural gas peaker
WA | natural gas peaker | 1993 | 40 | 46.6 | natural gas peaker
WA | natural gas peaker | 1995 | 60 | 68 | natural gas peaker
WA | natural gas peaker | 2001 | 94 | 117.8 | natural gas peaker
WA | natural gas peaker | 2002 | 30.8 | 31.8 | natural gas peaker
WA | natural gas peaker | 2005 | 2 | 2.2 | natural gas peaker
WA | natural gas steam turbine | 2023 | 3 | 3 | natural gas steam turbine
WA | onshore wind | 2001 | 176.9 | 176.9 | onshore wind
WA | onshore wind | 2002 | 95 | 95.9 | onshore wind
WA | onshore wind | 2005 | 149.4 | 149.4 | onshore wind
WA | onshore wind | 2006 | 425.8 | 427.6 | onshore wind
WA | onshore wind | 2007 | 360 | 360 | onshore wind
WA | onshore wind | 2008 | 179.2 | 188.6 | onshore wind
WA | onshore wind | 2009 | 541.4 | 541.4 | onshore wind
WA | onshore wind | 2010 | 246.7 | 246.7 | onshore wind
WA | onshore wind | 2011 | 198.8 | 201.2 | onshore wind
WA | onshore wind | 2012 | 452.3 | 452.3 | onshore wind
WA | onshore wind | 2014 | 266.8 | 266.8 | onshore wind
WA | onshore wind | 2020 | 280.8 | 280 | onshore wind
WA | petroleum | 1993 | 4 | 4 | petroleum
WA | petroleum | 1994 | 2 | 2 | petroleum
WA | petroleum | 2001 | 83.8 | 79.8 | petroleum
WA | petroleum | 2003 | 4 | 4 | petroleum
WA | petroleum | 2005 | 1.7 | 1.8 | petroleum
WA | petroleum | 2009 | 1 | 1 | petroleum
WA | petroleum | 2022 | 2 | 2 | petroleum
WA | solar pv | 2007 | 0.4 | 0.5 | solar pv
WA | solar pv | 2018 | 19.2 | 19.2 | solar pv
WA | solar pv | 2019 | 0.5 | 0.5 | solar pv
WA | solar pv | 2020 | 3.2 | 3.2 | solar pv
WA | solar pv | 2022 | 165 | 165 | solar pv
WA | solar pv | 2024 | 80 | 80 | solar pv
WI | biomass | 1991 | 12.5 | 13.1 | biomass
WI | biomass | 1992 | 2.7 | 2.7 | biomass
WI | biomass | 1996 | 0.8 | 0.8 | biomass
WI | biomass | 2000 | 10.5 | 10.6 | biomass
WI | biomass | 2001 | 5.4 | 5.7 | biomass
WI | biomass | 2002 | 5.6 | 5.6 | biomass
WI | biomass | 2003 | 4.3 | 4.3 | biomass
WI | biomass | 2004 | 5.4 | 6 | biomass
WI | biomass | 2006 | 11.2 | 11.2 | biomass
WI | biomass | 2007 | 6.6 | 6.6 | biomass
WI | biomass | 2008 | 3.4 | 3.4 | biomass
WI | biomass | 2009 | 2.7 | 2.7 | biomass
WI | biomass | 2010 | 5.2 | 5.6 | biomass
WI | biomass | 2012 | 2.5 | 2.5 | biomass
WI | biomass | 2013 | 60.6 | 71.7 | biomass
WI | biomass | 2020 | 0.6 | 0.6 | biomass
WI | hard coal | 2005 | 26.4 | 28.2 | hard coal
WI | hard coal | 2008 | 553.2 | 595 | hard coal
WI | hard coal | 2010 | 635.9 | 701.3 | hard coal
WI | hard coal | 2011 | 634.9 | 701.3 | hard coal
WI | hydro | 1993 | 1.1 | 2.5 | hydro
WI | hydro | 2014 | 8 | 8.2 | hydro
WI | hydro | 2016 | 9.2 | 9.2 | hydro
WI | natural gas combined cycle | 1997 | 261 | 283.5 | natural gas combined cycle
WI | natural gas combined cycle | 2002 | 51.9 | 66.5 | natural gas combined cycle
WI | natural gas combined cycle | 2004 | 534.8 | 674.9 | natural gas combined cycle
WI | natural gas combined cycle | 2005 | 1152.9 | 1204 | natural gas combined cycle
WI | natural gas combined cycle | 2006 | 170.8 | 198.9 | natural gas combined cycle
WI | natural gas combined cycle | 2008 | 622.1 | 614.8 | natural gas combined cycle
WI | natural gas combined cycle | 2020 | 684.2 | 723.2 | natural gas combined cycle
WI | natural gas peaker | 1993 | 338.6 | 389.7 | natural gas peaker
WI | natural gas peaker | 1994 | 349.4 | 381.6 | natural gas peaker
WI | natural gas peaker | 1995 | 359.8 | 381.6 | natural gas peaker
WI | natural gas peaker | 1996 | 83.9 | 95.4 | natural gas peaker
WI | natural gas peaker | 1999 | 188 | 216.8 | natural gas peaker
WI | natural gas peaker | 2000 | 504.5 | 562.9 | natural gas peaker
WI | natural gas peaker | 2001 | 563.3 | 642.1 | natural gas peaker
WI | natural gas peaker | 2003 | 79.8 | 91 | natural gas peaker
WI | natural gas peaker | 2004 | 54.6 | 60.5 | natural gas peaker
WI | natural gas peaker | 2005 | 349.6 | 350.3 | natural gas peaker
WI | natural gas peaker | 2011 | 53.3 | 60.4 | natural gas peaker
WI | natural gas peaker | 2013 | 4.6 | 4.6 | natural gas peaker
WI | natural gas peaker | 2023 | 131.6 | 131.6 | natural gas peaker
WI | natural gas peaker | 2025 | 47 | 49 | natural gas peaker
WI | natural gas steam turbine | 2002 | 7 | 7.6 | natural gas steam turbine
WI | onshore wind | 1998 | 0.1 | 1.2 | onshore wind
WI | onshore wind | 1999 | 11.9 | 21.6 | onshore wind
WI | onshore wind | 2002 | 30 | 30 | onshore wind
WI | onshore wind | 2008 | 311.85 | 311.9 | onshore wind
WI | onshore wind | 2009 | 84 | 84 | onshore wind
WI | onshore wind | 2010 | 20 | 20 | onshore wind
WI | onshore wind | 2011 | 162 | 162 | onshore wind
WI | onshore wind | 2012 | 17.7 | 17.9 | onshore wind
WI | onshore wind | 2017 | 98 | 98 | onshore wind
WI | onshore wind | 2023 | 91.6 | 91.6 | onshore wind
WI | petroleum | 1990 | 1.5 | 1.5 | petroleum
WI | petroleum | 1991 | 0.8 | 0.8 | petroleum
WI | petroleum | 1995 | 3.2 | 3.7 | petroleum
WI | petroleum | 1996 | 3.6 | 4 | petroleum
WI | petroleum | 1997 | 3.2 | 3.2 | petroleum
WI | petroleum | 1998 | 5.9 | 5.9 | petroleum
WI | petroleum | 1999 | 5.4 | 5.4 | petroleum
WI | petroleum | 2000 | 7.5 | 7.5 | petroleum
WI | petroleum | 2001 | 55.1 | 59.6 | petroleum
WI | petroleum | 2002 | 15.4 | 14.6 | petroleum
WI | petroleum | 2003 | 12.6 | 16 | petroleum
WI | petroleum | 2004 | 2 | 2.2 | petroleum
WI | petroleum | 2005 | 9.5 | 10.3 | petroleum
WI | petroleum | 2007 | 62.2 | 67.2 | petroleum
WI | petroleum | 2009 | 6.9 | 6.9 | petroleum
WI | petroleum | 2011 | 2 | 2 | petroleum
WI | petroleum | 2013 | 34.5 | 34.5 | petroleum
WI | petroleum | 2021 | 2.3 | 2.3 | petroleum
WI | solar pv | 2011 | 2.09 | 2.7 | solar pv
WI | solar pv | 2013 | 1 | 1 | solar pv
WI | solar pv | 2016 | 2.1 | 2.1 | solar pv
WI | solar pv | 2017 | 15.3 | 15.3 | solar pv
WI | solar pv | 2018 | 3.7 | 3.7 | solar pv
WI | solar pv | 2019 | 18.6 | 18.5 | solar pv
WI | solar pv | 2020 | 175.5 | 175.5 | solar pv
WI | solar pv | 2021 | 305.6 | 305.6 | solar pv
WI | solar pv | 2022 | 270.7 | 270.6 | solar pv
WI | solar pv | 2023 | 861.4 | 864.4 | solar pv
WI | solar pv | 2024 | 452.8 | 452.8 | solar pv
WI | solar pv | 2025 | 428.6 | 428.6 | solar pv
WV | biomass | 2017 | 3.2 | 3.2 | biomass
WV | hard coal | 1991 | 50 | 68.9 | hard coal
WV | hard coal | 1992 | 154 | 175.7 | hard coal
WV | hard coal | 2011 | 710 | 807.5 | hard coal
WV | hydro | 1991 | 0.9 | 0.9 | hydro
WV | hydro | 1999 | 42 | 42 | hydro
WV | hydro | 2001 | 80 | 80 | hydro
WV | hydro | 2016 | 44 | 44 | hydro
WV | natural gas peaker | 2001 | 750 | 872.4 | natural gas peaker
WV | natural gas peaker | 2002 | 341.1 | 382.8 | natural gas peaker
WV | onshore wind | 2002 | 66 | 66 | onshore wind
WV | onshore wind | 2008 | 264 | 264 | onshore wind
WV | onshore wind | 2010 | 100.5 | 100.5 | onshore wind
WV | onshore wind | 2011 | 150.5 | 151.3 | onshore wind
WV | onshore wind | 2016 | 103 | 103 | onshore wind
WV | onshore wind | 2020 | 56.2 | 56.2 | onshore wind
WV | onshore wind | 2022 | 115 | 115 | onshore wind
WV | solar pv | 2024 | 124.4 | 140.4 | solar pv
WV | solar pv | 2025 | 118.9 | 118.9 | solar pv
WY | hard coal | 1995 | 82 | 90 | hard coal
WY | hard coal | 2003 | 85 | 90 | hard coal
WY | hard coal | 2008 | 90 | 95 | hard coal
WY | hard coal | 2010 | 100 | 116 | hard coal
WY | hard coal | 2011 | 390 | 483.7 | hard coal
WY | hydro | 1992 | 18 | 18 | hydro
WY | hydro | 1994 | 4.5 | 4.5 | hydro
WY | hydro | 2009 | 0.8 | 0.8 | hydro
WY | hydro | 2010 | 0.9 | 0.9 | hydro
WY | natural gas combined cycle | 2014 | 94 | 100 | natural gas combined cycle
WY | natural gas peaker | 1992 | 1.8 | 2.5 | natural gas peaker
WY | natural gas peaker | 2000 | 34 | 40 | natural gas peaker
WY | natural gas peaker | 2001 | 34 | 40 | natural gas peaker
WY | natural gas peaker | 2002 | 45 | 67.5 | natural gas peaker
WY | natural gas peaker | 2005 | 100.5 | 144 | natural gas peaker
WY | natural gas peaker | 2012 | 5.2 | 5.2 | natural gas peaker
WY | natural gas peaker | 2014 | 37 | 40 | natural gas peaker
WY | natural gas peaker | 2015 | 7 | 8 | natural gas peaker
WY | natural gas peaker | 2020 | 0.1 | 0.1 | natural gas peaker
WY | natural gas peaker | 2024 | 2.2 | 2.2 | natural gas peaker
WY | onshore wind | 1998 | 0.1 | 0.1 | onshore wind
WY | onshore wind | 1999 | 68 | 68 | onshore wind
WY | onshore wind | 2000 | 23 | 23 | onshore wind
WY | onshore wind | 2001 | 50 | 50 | onshore wind
WY | onshore wind | 2003 | 142.2 | 144 | onshore wind
WY | onshore wind | 2005 | 2.5 | 2.5 | onshore wind
WY | onshore wind | 2008 | 387.9 | 436.2 | onshore wind
WY | onshore wind | 2009 | 423.8 | 477.1 | onshore wind
WY | onshore wind | 2010 | 311 | 329.5 | onshore wind
WY | onshore wind | 2016 | 80 | 80 | onshore wind
WY | onshore wind | 2020 | 1061.2 | 1062.4 | onshore wind
WY | onshore wind | 2021 | 503.2 | 503.2 | onshore wind
WY | onshore wind | 2023 | 105.7 | 105.7 | onshore wind
WY | onshore wind | 2024 | 588.9 | 588.9 | onshore wind
WY | onshore wind | 2025 | 980.4 | 980.4 | onshore wind
WY | solar pv | 2018 | 92 | 92 | solar pv
WY | solar pv | 2024 | 150 | 150 | solar pv

## MPPC_ref
MPPC Minimum Power Plant Capacity -- one national vector. Builder verified all 48 deployed state MPPC.csv files identical before embedding. EDITABLE: the Calcs seed floor reads row 3 live.
value (MW) | hard coal | natural gas steam turbine | natural gas combined cycle | nuclear | hydro | onshore wind | solar PV | solar thermal | biomass | geothermal | petroleum | natural gas peaker | lignite | offshore wind | crude oil | heavy or residual fuel oil | municipal solid waste | hard coal w CCS | natural gas combined cycle w CCS | biomass w CCS | lignite w CCS | small modular reactor | hydrogen combustion turbine | hydrogen combined cycle
| 50 | 50 | 50 | 500 | 1 | 1 | 1 | 50 | 1 | 50 | 50 | 50 | 50 | 1 | 50 | 50 | 10 | 100 | 100 | 10 | 100 | 100 | 100 | 100

## US_CSC_source
CSC-CSCPH.csv -- eps-us/InputData/elec/CSC/CSC-CSCPH.csv
Procurement headroom. Structural constant 2.0 everywhere (decisions.md D12), not regional data.
Multiple of annual build limit available for procurement
Headroom | 2
CSC-CSCP.csv -- eps-us/InputData/elec/CSC/CSC-CSCP.csv
Capacity supply curve shape parameters. National curve geometry; no state basis.
parameters | value
saturation | 0.2
scale parameter | 0.6
shape parameter | 3
location parameter | 0.5
cutoff parameter | 30000
CSC-CSCSoCECBiaSY.csv -- eps-us/InputData/elec/CSC/CSC-CSCSoCECBiaSY.csv
Share of cost-effective capacity built in a single year, by source and year. Already byte-identical to the US file in every deployed state.
Time (Year) | 2024 | 2025 | 2026 | 2027 | 2028 | 2029 | 2030 | 2031 | 2032 | 2033 | 2034 | 2035 | 2036 | 2037 | 2038 | 2039 | 2040 | 2041 | 2042 | 2043 | 2044 | 2045 | 2046 | 2047 | 2048 | 2049 | 2050
hard coal es | 1 | 1 | 1 | 1 | 1 | 1 | 1 | 1 | 1 | 1 | 1 | 1 | 1 | 1 | 1 | 1 | 1 | 1 | 1 | 1 | 1 | 1 | 1 | 1 | 1 | 1 | 1
natural gas steam turbine es | 1 | 1 | 1 | 1 | 1 | 1 | 1 | 1 | 1 | 1 | 1 | 1 | 1 | 1 | 1 | 1 | 1 | 1 | 1 | 1 | 1 | 1 | 1 | 1 | 1 | 1 | 1
natural gas combined cycle es | 1 | 1 | 1 | 1 | 1 | 1 | 1 | 1 | 1 | 1 | 1 | 1 | 1 | 1 | 1 | 1 | 1 | 1 | 1 | 1 | 1 | 1 | 1 | 1 | 1 | 1 | 1
nuclear es | 1 | 1 | 1 | 1 | 1 | 1 | 1 | 1 | 1 | 1 | 1 | 1 | 1 | 1 | 1 | 1 | 1 | 1 | 1 | 1 | 1 | 1 | 1 | 1 | 1 | 1 | 1
hydro es | 1 | 1 | 1 | 1 | 1 | 1 | 1 | 1 | 1 | 1 | 1 | 1 | 1 | 1 | 1 | 1 | 1 | 1 | 1 | 1 | 1 | 1 | 1 | 1 | 1 | 1 | 1
onshore wind es | 0.8 | 0.1 | 0.1 | 0.1 | 0.1 | 0.1 | 0.33333 | 0.56667 | 0.8 | 0.8 | 0.8 | 0.8 | 0.8 | 0.8 | 0.8 | 0.8 | 0.8 | 0.8 | 0.8 | 0.8 | 0.8 | 0.8 | 0.8 | 0.8 | 0.8 | 0.8 | 0.8
solar PV es | 1 | 1 | 1 | 1 | 1 | 1 | 1 | 1 | 1 | 1 | 1 | 1 | 1 | 1 | 1 | 1 | 1 | 1 | 1 | 1 | 1 | 1 | 1 | 1 | 1 | 1 | 1
solar thermal es | 1 | 1 | 1 | 1 | 1 | 1 | 1 | 1 | 1 | 1 | 1 | 1 | 1 | 1 | 1 | 1 | 1 | 1 | 1 | 1 | 1 | 1 | 1 | 1 | 1 | 1 | 1
biomass es | 1 | 1 | 1 | 1 | 1 | 1 | 1 | 1 | 1 | 1 | 1 | 1 | 1 | 1 | 1 | 1 | 1 | 1 | 1 | 1 | 1 | 1 | 1 | 1 | 1 | 1 | 1
geothermal es | 1 | 1 | 1 | 1 | 1 | 1 | 1 | 1 | 1 | 1 | 1 | 1 | 1 | 1 | 1 | 1 | 1 | 1 | 1 | 1 | 1 | 1 | 1 | 1 | 1 | 1 | 1
petroleum es | 1 | 1 | 1 | 1 | 1 | 1 | 1 | 1 | 1 | 1 | 1 | 1 | 1 | 1 | 1 | 1 | 1 | 1 | 1 | 1 | 1 | 1 | 1 | 1 | 1 | 1 | 1
natural gas peaker es | 1 | 1 | 1 | 1 | 1 | 1 | 1 | 1 | 1 | 1 | 1 | 1 | 1 | 1 | 1 | 1 | 1 | 1 | 1 | 1 | 1 | 1 | 1 | 1 | 1 | 1 | 1
lignite es | 1 | 1 | 1 | 1 | 1 | 1 | 1 | 1 | 1 | 1 | 1 | 1 | 1 | 1 | 1 | 1 | 1 | 1 | 1 | 1 | 1 | 1 | 1 | 1 | 1 | 1 | 1
offshore wind es | 1 | 1 | 1 | 1 | 1 | 1 | 1 | 1 | 1 | 1 | 1 | 1 | 1 | 1 | 1 | 1 | 1 | 1 | 1 | 1 | 1 | 1 | 1 | 1 | 1 | 1 | 1
crude oil es | 1 | 1 | 1 | 1 | 1 | 1 | 1 | 1 | 1 | 1 | 1 | 1 | 1 | 1 | 1 | 1 | 1 | 1 | 1 | 1 | 1 | 1 | 1 | 1 | 1 | 1 | 1
heavy or residual fuel oil es | 1 | 1 | 1 | 1 | 1 | 1 | 1 | 1 | 1 | 1 | 1 | 1 | 1 | 1 | 1 | 1 | 1 | 1 | 1 | 1 | 1 | 1 | 1 | 1 | 1 | 1 | 1
municipal solid waste es | 1 | 1 | 1 | 1 | 1 | 1 | 1 | 1 | 1 | 1 | 1 | 1 | 1 | 1 | 1 | 1 | 1 | 1 | 1 | 1 | 1 | 1 | 1 | 1 | 1 | 1 | 1
hard coal w CCS es | 1 | 1 | 1 | 1 | 1 | 1 | 1 | 1 | 1 | 1 | 1 | 1 | 1 | 1 | 1 | 1 | 1 | 1 | 1 | 1 | 1 | 1 | 1 | 1 | 1 | 1 | 1
natural gas combined cycle w CCS es | 1 | 1 | 1 | 1 | 1 | 1 | 1 | 1 | 1 | 1 | 1 | 1 | 1 | 1 | 1 | 1 | 1 | 1 | 1 | 1 | 1 | 1 | 1 | 1 | 1 | 1 | 1
biomass w CCS es | 1 | 1 | 1 | 1 | 1 | 1 | 1 | 1 | 1 | 1 | 1 | 1 | 1 | 1 | 1 | 1 | 1 | 1 | 1 | 1 | 1 | 1 | 1 | 1 | 1 | 1 | 1
lignite w CCS es | 1 | 1 | 1 | 1 | 1 | 1 | 1 | 1 | 1 | 1 | 1 | 1 | 1 | 1 | 1 | 1 | 1 | 1 | 1 | 1 | 1 | 1 | 1 | 1 | 1 | 1 | 1
small modular reactor es | 1 | 1 | 1 | 1 | 1 | 1 | 1 | 1 | 1 | 1 | 1 | 1 | 1 | 1 | 1 | 1 | 1 | 1 | 1 | 1 | 1 | 1 | 1 | 1 | 1 | 1 | 1
hydrogen combustion turbine es | 1 | 1 | 1 | 1 | 1 | 1 | 1 | 1 | 1 | 1 | 1 | 1 | 1 | 1 | 1 | 1 | 1 | 1 | 1 | 1 | 1 | 1 | 1 | 1 | 1 | 1 | 1
hydrogen combined cycle es | 1 | 1 | 1 | 1 | 1 | 1 | 1 | 1 | 1 | 1 | 1 | 1 | 1 | 1 | 1 | 1 | 1 | 1 | 1 | 1 | 1 | 1 | 1 | 1 | 1 | 1 | 1

## Calcs
A. Demonstrated record -- largest single-year addition, net summer MW (MAXIFS over EIA860_additions). State-specific sources only.
state | hard coal | natural gas steam turbine | natural gas combined cycle | nuclear | hydro | onshore wind | solar PV | solar thermal | biomass | geothermal | petroleum | natural gas peaker | lignite | offshore wind | crude oil | heavy or residual fuel oil | municipal solid waste | hard coal w CCS | natural gas combined cycle w CCS | biomass w CCS | lignite w CCS | small modular reactor | hydrogen combustion turbine | hydrogen combined cycle
source_key (helper) | hard coal | natural gas steam turbine | natural gas combined cycle | nuclear | hydro | onshore wind | solar pv | solar thermal | biomass | geothermal | petroleum | natural gas peaker | lignite | offshore wind | crude oil | heavy or residual fuel oil | municipal solid waste | hard coal w ccs | natural gas combined cycle w ccs | biomass w ccs | lignite w ccs | small modular reactor | hydrogen combustion turbine | hydrogen combined cycle
AL |  |  | 3221.6 |  |  | 0 | 227 |  |  |  |  | 704
AR |  |  | 3456.6 |  |  | 135 | 945.66 |  |  |  |  | 340
AZ |  |  | 3996 |  |  | 379 | 1532.3 |  |  |  |  | 613.9
CA |  |  | 4152.2 |  |  | 1954.5 | 2765.5 |  |  |  |  | 2737.4
CO |  |  | 682.4 |  |  | 969.1 | 888.12 |  |  |  |  | 573.4
CT |  |  | 828.8 |  |  | 5 | 167.9 |  |  |  |  | 227.84
DE |  |  | 416 |  |  | 2 | 51.5 |  |  |  |  | 130
FL |  |  | 3684 |  |  | 0 | 3154 |  |  |  |  | 1934.65
GA |  |  | 2537.8 |  |  | 0 | 870.1 |  |  |  |  | 2284.6
IA |  |  | 768.4 |  |  | 1495.9 | 416.7 |  |  |  |  | 180.5
ID |  |  | 303.32 |  |  | 351.3 | 200 |  |  |  |  | 185.12
IL |  |  | 1742.2 |  |  | 1098 | 1746 |  |  |  |  | 3017.6
IN |  |  | 1388 |  |  | 806 | 2102.2 |  |  |  |  | 1424.7
KS |  |  | 144.1 |  |  | 1646.8 | 212.1 |  |  |  |  | 419.2
KY |  |  | 1100 |  |  | 0 | 710 |  |  |  |  | 1724.6
LA |  |  | 4506.8 |  |  | 0 | 708.1 |  |  |  |  | 511.1
MA |  |  | 1156.4 |  |  | 40.5 | 219.1 |  |  |  |  | 195.2
MD |  |  | 2228.4 |  |  | 70 | 336.5 |  |  |  |  | 695.4
ME |  |  | 751.4 |  |  | 286 | 313.05 |  |  |  |  | 178
MI |  |  | 2420.6 |  |  | 610.2 | 807.8 |  |  |  |  | 1313.8
MN |  |  | 530 |  |  | 566.1 | 351.38 |  |  |  |  | 863
MO |  |  | 1001.7 |  |  | 999.5 | 866.9 |  |  |  |  | 751.4
MS |  |  | 3527.2 |  |  | 184.5 | 794.1 |  |  |  |  | 601.2
MT |  |  | 0 |  |  | 365.5 | 160 |  |  |  |  | 165.6
NC |  |  | 1554 |  |  | 208 | 994.1 |  |  |  |  | 1654
ND |  |  | 0 |  |  | 604 | 0 |  |  |  |  | 530.2
NE |  |  | 219.5 |  |  | 603.6 | 90.9 |  |  |  |  | 593.4
NH |  |  | 668 |  |  | 147 | 2.4 |  |  |  |  | 3.8
NJ |  |  | 1534 |  |  | 7.5 | 171.44 |  |  |  |  | 829.5
NM |  |  | 573.8 |  |  | 1708 | 1190 |  |  |  |  | 207
NV |  |  | 1242 |  |  | 150 | 1174.1 |  |  |  |  | 624
NY |  |  | 2356.69 |  |  | 567 | 952.92 |  |  |  |  | 496.5
OH |  |  | 2239.6 |  |  | 403.5 | 1445.55 |  |  |  |  | 1639.41
OK |  |  | 2009.6 |  |  | 1640.7 | 350 |  |  |  |  | 474.26
OR |  |  | 629 |  |  | 845 | 238.2 |  |  |  |  | 205.7
PA |  |  | 4439.7 |  |  | 552.8 | 515.6 |  |  |  |  | 757.4
RI |  |  | 554 |  |  | 21 | 105.2 |  |  |  |  | 12.5
SC |  |  | 1507 |  |  | 0 | 455.3 |  |  |  |  | 574
SD |  |  | 295 |  |  | 774.3 | 136.3 |  |  |  |  | 241.7
TN |  |  | 1052.1 |  |  | 27 | 225.8 |  |  |  |  | 944.8
TX |  |  | 7263.5 |  |  | 4877.3 | 8203.4 |  |  |  |  | 908.9
UT |  |  | 940 |  |  | 203.5 | 851.2 |  |  |  |  | 258.5
VA |  |  | 1605.1 |  |  | 0 | 998.9 |  |  |  |  | 728.4
VT |  |  | 0 |  |  | 75 | 33.8 |  |  |  |  | 0
WA |  |  | 865 |  |  | 541.4 | 165 |  |  |  |  | 94
WI |  |  | 1152.9 |  |  | 311.85 | 861.4 |  |  |  |  | 563.3
WV |  |  | 0 |  |  | 264 | 124.4 |  |  |  |  | 750
WY |  |  | 94 |  |  | 1061.2 | 150 |  |  |  |  | 100.5
B. National rows -- first-project size (Keys) and MPPC floor (MPPC_ref, live). These two rows ARE the seed for the 20 sources that are not state-specific.
state | hard coal | natural gas steam turbine | natural gas combined cycle | nuclear | hydro | onshore wind | solar PV | solar thermal | biomass | geothermal | petroleum | natural gas peaker | lignite | offshore wind | crude oil | heavy or residual fuel oil | municipal solid waste | hard coal w CCS | natural gas combined cycle w CCS | biomass w CCS | lignite w CCS | small modular reactor | hydrogen combustion turbine | hydrogen combined cycle
source_key (helper) | hard coal | natural gas steam turbine | natural gas combined cycle | nuclear | hydro | onshore wind | solar pv | solar thermal | biomass | geothermal | petroleum | natural gas peaker | lignite | offshore wind | crude oil | heavy or residual fuel oil | municipal solid waste | hard coal w ccs | natural gas combined cycle w ccs | biomass w ccs | lignite w ccs | small modular reactor | hydrogen combustion turbine | hydrogen combined cycle
first_project_mw | 250 | 250 | 250 | 250 | 250 | 250 | 250 | 250 | 250 | 250 | 250 | 250 | 250 | 250 | 250 | 250 | 250 | 250 | 250 | 250 | 250 | 250 | 250 | 250
mppc_mw (from MPPC_ref) | 50 | 50 | 50 | 500 | 1 | 1 | 1 | 50 | 1 | 50 | 50 | 50 | 50 | 1 | 50 | 50 | 10 | 100 | 100 | 10 | 100 | 100 | 100 | 100
C. SEED (MW, net summer) -- the deliverable
state | hard coal | natural gas steam turbine | natural gas combined cycle | nuclear | hydro | onshore wind | solar PV | solar thermal | biomass | geothermal | petroleum | natural gas peaker | lignite | offshore wind | crude oil | heavy or residual fuel oil | municipal solid waste | hard coal w CCS | natural gas combined cycle w CCS | biomass w CCS | lignite w CCS | small modular reactor | hydrogen combustion turbine | hydrogen combined cycle
source_key (helper) | hard coal | natural gas steam turbine | natural gas combined cycle | nuclear | hydro | onshore wind | solar pv | solar thermal | biomass | geothermal | petroleum | natural gas peaker | lignite | offshore wind | crude oil | heavy or residual fuel oil | municipal solid waste | hard coal w ccs | natural gas combined cycle w ccs | biomass w ccs | lignite w ccs | small modular reactor | hydrogen combustion turbine | hydrogen combined cycle
AL | 250 | 250 | 3221.6 | 500 | 250 | 250 | 250 | 250 | 250 | 250 | 250 | 704 | 250 | 250 | 250 | 250 | 250 | 250 | 250 | 250 | 250 | 250 | 250 | 250
AR | 250 | 250 | 3456.6 | 500 | 250 | 250 | 945.66 | 250 | 250 | 250 | 250 | 340 | 250 | 250 | 250 | 250 | 250 | 250 | 250 | 250 | 250 | 250 | 250 | 250
AZ | 250 | 250 | 3996 | 500 | 250 | 379 | 1532.3 | 250 | 250 | 250 | 250 | 613.9 | 250 | 250 | 250 | 250 | 250 | 250 | 250 | 250 | 250 | 250 | 250 | 250
CA | 250 | 250 | 4152.2 | 500 | 250 | 1954.5 | 2765.5 | 250 | 250 | 250 | 250 | 2737.4 | 250 | 250 | 250 | 250 | 250 | 250 | 250 | 250 | 250 | 250 | 250 | 250
CO | 250 | 250 | 682.4 | 500 | 250 | 969.1 | 888.12 | 250 | 250 | 250 | 250 | 573.4 | 250 | 250 | 250 | 250 | 250 | 250 | 250 | 250 | 250 | 250 | 250 | 250
CT | 250 | 250 | 828.8 | 500 | 250 | 250 | 250 | 250 | 250 | 250 | 250 | 250 | 250 | 250 | 250 | 250 | 250 | 250 | 250 | 250 | 250 | 250 | 250 | 250
DE | 250 | 250 | 416 | 500 | 250 | 250 | 250 | 250 | 250 | 250 | 250 | 250 | 250 | 250 | 250 | 250 | 250 | 250 | 250 | 250 | 250 | 250 | 250 | 250
FL | 250 | 250 | 3684 | 500 | 250 | 250 | 3154 | 250 | 250 | 250 | 250 | 1934.65 | 250 | 250 | 250 | 250 | 250 | 250 | 250 | 250 | 250 | 250 | 250 | 250
GA | 250 | 250 | 2537.8 | 500 | 250 | 250 | 870.1 | 250 | 250 | 250 | 250 | 2284.6 | 250 | 250 | 250 | 250 | 250 | 250 | 250 | 250 | 250 | 250 | 250 | 250
IA | 250 | 250 | 768.4 | 500 | 250 | 1495.9 | 416.7 | 250 | 250 | 250 | 250 | 250 | 250 | 250 | 250 | 250 | 250 | 250 | 250 | 250 | 250 | 250 | 250 | 250
ID | 250 | 250 | 303.32 | 500 | 250 | 351.3 | 250 | 250 | 250 | 250 | 250 | 250 | 250 | 250 | 250 | 250 | 250 | 250 | 250 | 250 | 250 | 250 | 250 | 250
IL | 250 | 250 | 1742.2 | 500 | 250 | 1098 | 1746 | 250 | 250 | 250 | 250 | 3017.6 | 250 | 250 | 250 | 250 | 250 | 250 | 250 | 250 | 250 | 250 | 250 | 250
IN | 250 | 250 | 1388 | 500 | 250 | 806 | 2102.2 | 250 | 250 | 250 | 250 | 1424.7 | 250 | 250 | 250 | 250 | 250 | 250 | 250 | 250 | 250 | 250 | 250 | 250
KS | 250 | 250 | 250 | 500 | 250 | 1646.8 | 250 | 250 | 250 | 250 | 250 | 419.2 | 250 | 250 | 250 | 250 | 250 | 250 | 250 | 250 | 250 | 250 | 250 | 250
KY | 250 | 250 | 1100 | 500 | 250 | 250 | 710 | 250 | 250 | 250 | 250 | 1724.6 | 250 | 250 | 250 | 250 | 250 | 250 | 250 | 250 | 250 | 250 | 250 | 250
LA | 250 | 250 | 4506.8 | 500 | 250 | 250 | 708.1 | 250 | 250 | 250 | 250 | 511.1 | 250 | 250 | 250 | 250 | 250 | 250 | 250 | 250 | 250 | 250 | 250 | 250
MA | 250 | 250 | 1156.4 | 500 | 250 | 250 | 250 | 250 | 250 | 250 | 250 | 250 | 250 | 250 | 250 | 250 | 250 | 250 | 250 | 250 | 250 | 250 | 250 | 250
MD | 250 | 250 | 2228.4 | 500 | 250 | 250 | 336.5 | 250 | 250 | 250 | 250 | 695.4 | 250 | 250 | 250 | 250 | 250 | 250 | 250 | 250 | 250 | 250 | 250 | 250
ME | 250 | 250 | 751.4 | 500 | 250 | 286 | 313.05 | 250 | 250 | 250 | 250 | 250 | 250 | 250 | 250 | 250 | 250 | 250 | 250 | 250 | 250 | 250 | 250 | 250
MI | 250 | 250 | 2420.6 | 500 | 250 | 610.2 | 807.8 | 250 | 250 | 250 | 250 | 1313.8 | 250 | 250 | 250 | 250 | 250 | 250 | 250 | 250 | 250 | 250 | 250 | 250
MN | 250 | 250 | 530 | 500 | 250 | 566.1 | 351.38 | 250 | 250 | 250 | 250 | 863 | 250 | 250 | 250 | 250 | 250 | 250 | 250 | 250 | 250 | 250 | 250 | 250
MO | 250 | 250 | 1001.7 | 500 | 250 | 999.5 | 866.9 | 250 | 250 | 250 | 250 | 751.4 | 250 | 250 | 250 | 250 | 250 | 250 | 250 | 250 | 250 | 250 | 250 | 250
MS | 250 | 250 | 3527.2 | 500 | 250 | 250 | 794.1 | 250 | 250 | 250 | 250 | 601.2 | 250 | 250 | 250 | 250 | 250 | 250 | 250 | 250 | 250 | 250 | 250 | 250
MT | 250 | 250 | 250 | 500 | 250 | 365.5 | 250 | 250 | 250 | 250 | 250 | 250 | 250 | 250 | 250 | 250 | 250 | 250 | 250 | 250 | 250 | 250 | 250 | 250
NC | 250 | 250 | 1554 | 500 | 250 | 250 | 994.1 | 250 | 250 | 250 | 250 | 1654 | 250 | 250 | 250 | 250 | 250 | 250 | 250 | 250 | 250 | 250 | 250 | 250
ND | 250 | 250 | 250 | 500 | 250 | 604 | 250 | 250 | 250 | 250 | 250 | 530.2 | 250 | 250 | 250 | 250 | 250 | 250 | 250 | 250 | 250 | 250 | 250 | 250
NE | 250 | 250 | 250 | 500 | 250 | 603.6 | 250 | 250 | 250 | 250 | 250 | 593.4 | 250 | 250 | 250 | 250 | 250 | 250 | 250 | 250 | 250 | 250 | 250 | 250
NH | 250 | 250 | 668 | 500 | 250 | 250 | 250 | 250 | 250 | 250 | 250 | 250 | 250 | 250 | 250 | 250 | 250 | 250 | 250 | 250 | 250 | 250 | 250 | 250
NJ | 250 | 250 | 1534 | 500 | 250 | 250 | 250 | 250 | 250 | 250 | 250 | 829.5 | 250 | 250 | 250 | 250 | 250 | 250 | 250 | 250 | 250 | 250 | 250 | 250
NM | 250 | 250 | 573.8 | 500 | 250 | 1708 | 1190 | 250 | 250 | 250 | 250 | 250 | 250 | 250 | 250 | 250 | 250 | 250 | 250 | 250 | 250 | 250 | 250 | 250
NV | 250 | 250 | 1242 | 500 | 250 | 250 | 1174.1 | 250 | 250 | 250 | 250 | 624 | 250 | 250 | 250 | 250 | 250 | 250 | 250 | 250 | 250 | 250 | 250 | 250
NY | 250 | 250 | 2356.69 | 500 | 250 | 567 | 952.92 | 250 | 250 | 250 | 250 | 496.5 | 250 | 250 | 250 | 250 | 250 | 250 | 250 | 250 | 250 | 250 | 250 | 250
OH | 250 | 250 | 2239.6 | 500 | 250 | 403.5 | 1445.55 | 250 | 250 | 250 | 250 | 1639.41 | 250 | 250 | 250 | 250 | 250 | 250 | 250 | 250 | 250 | 250 | 250 | 250
OK | 250 | 250 | 2009.6 | 500 | 250 | 1640.7 | 350 | 250 | 250 | 250 | 250 | 474.26 | 250 | 250 | 250 | 250 | 250 | 250 | 250 | 250 | 250 | 250 | 250 | 250
OR | 250 | 250 | 629 | 500 | 250 | 845 | 250 | 250 | 250 | 250 | 250 | 250 | 250 | 250 | 250 | 250 | 250 | 250 | 250 | 250 | 250 | 250 | 250 | 250
PA | 250 | 250 | 4439.7 | 500 | 250 | 552.8 | 515.6 | 250 | 250 | 250 | 250 | 757.4 | 250 | 250 | 250 | 250 | 250 | 250 | 250 | 250 | 250 | 250 | 250 | 250
RI | 250 | 250 | 554 | 500 | 250 | 250 | 250 | 250 | 250 | 250 | 250 | 250 | 250 | 250 | 250 | 250 | 250 | 250 | 250 | 250 | 250 | 250 | 250 | 250
SC | 250 | 250 | 1507 | 500 | 250 | 250 | 455.3 | 250 | 250 | 250 | 250 | 574 | 250 | 250 | 250 | 250 | 250 | 250 | 250 | 250 | 250 | 250 | 250 | 250
SD | 250 | 250 | 295 | 500 | 250 | 774.3 | 250 | 250 | 250 | 250 | 250 | 250 | 250 | 250 | 250 | 250 | 250 | 250 | 250 | 250 | 250 | 250 | 250 | 250
TN | 250 | 250 | 1052.1 | 500 | 250 | 250 | 250 | 250 | 250 | 250 | 250 | 944.8 | 250 | 250 | 250 | 250 | 250 | 250 | 250 | 250 | 250 | 250 | 250 | 250
TX | 250 | 250 | 7263.5 | 500 | 250 | 4877.3 | 8203.4 | 250 | 250 | 250 | 250 | 908.9 | 250 | 250 | 250 | 250 | 250 | 250 | 250 | 250 | 250 | 250 | 250 | 250
UT | 250 | 250 | 940 | 500 | 250 | 250 | 851.2 | 250 | 250 | 250 | 250 | 258.5 | 250 | 250 | 250 | 250 | 250 | 250 | 250 | 250 | 250 | 250 | 250 | 250
VA | 250 | 250 | 1605.1 | 500 | 250 | 250 | 998.9 | 250 | 250 | 250 | 250 | 728.4 | 250 | 250 | 250 | 250 | 250 | 250 | 250 | 250 | 250 | 250 | 250 | 250
VT | 250 | 250 | 250 | 500 | 250 | 250 | 250 | 250 | 250 | 250 | 250 | 250 | 250 | 250 | 250 | 250 | 250 | 250 | 250 | 250 | 250 | 250 | 250 | 250
WA | 250 | 250 | 865 | 500 | 250 | 541.4 | 250 | 250 | 250 | 250 | 250 | 250 | 250 | 250 | 250 | 250 | 250 | 250 | 250 | 250 | 250 | 250 | 250 | 250
WI | 250 | 250 | 1152.9 | 500 | 250 | 311.85 | 861.4 | 250 | 250 | 250 | 250 | 563.3 | 250 | 250 | 250 | 250 | 250 | 250 | 250 | 250 | 250 | 250 | 250 | 250
WV | 250 | 250 | 250 | 500 | 250 | 264 | 250 | 250 | 250 | 250 | 250 | 750 | 250 | 250 | 250 | 250 | 250 | 250 | 250 | 250 | 250 | 250 | 250 | 250
WY | 250 | 250 | 250 | 500 | 250 | 1061.2 | 250 | 250 | 250 | 250 | 250 | 250 | 250 | 250 | 250 | 250 | 250 | 250 | 250 | 250 | 250 | 250 | 250 | 250

## Checks
check | value | verdict | what it proves
Seeds populated (count of numeric cells) | 1152 | PASS | Every one of 48 states x 24 sources has a value.
Seed cells below the default floor (must be 0) | 0 | PASS | Identity check on D-CSC-14: the default is a FLOOR, so no cell in the 48 x 24 grid may sit below Keys!uniform_seed_mw. Exact by construction -- any nonzero means a state record was used as the value instead of as a floor-raiser.
States whose seed total exceeds their 2025 fleet | n/a -- see Methodology | REF | Recorded in the Methodology tab rather than computed here: the fleet series lives in the Phase 0 nameplate panel, a different basis from this workbook's summer MW.
Maximum seed across all cells (MW) | 8203.4 | PASS | Largest single seed. Texas solar sets this; compare against its demonstrated record.
Sum of all seeds, all states (MW) | 440800.76 | PASS | Scale reference against the US-file alternative in the row below.
US-file total per state (MW), for contrast | 75750 | REF | What every state would carry if the US file were copied verbatim.
Sources deriving a state-specific seed | 4 | PASS | The other sources must carry one national value in all 48 states; the row below is what proves they do.
Non-state-specific sources that vary across states (must be 0) | 0 | PASS | Identity check on the 2026-08-17 simplification: for every source Keys marks not state-specific, max-across-states minus min-across-states must be exactly 0. Any nonzero means a state derivation leaked back into a uniform row.
Per-source detail (helper rows for the checks above)
source | hard coal | natural gas steam turbine | natural gas combined cycle | nuclear | hydro | onshore wind | solar PV | solar thermal | biomass | geothermal | petroleum | natural gas peaker | lignite | offshore wind | crude oil | heavy or residual fuel oil | municipal solid waste | hard coal w CCS | natural gas combined cycle w CCS | biomass w CCS | lignite w CCS | small modular reactor | hydrogen combustion turbine | hydrogen combined cycle
min seed over states | 250 | 250 | 250 | 500 | 250 | 250 | 250 | 250 | 250 | 250 | 250 | 250 | 250 | 250 | 250 | 250 | 250 | 250 | 250 | 250 | 250 | 250 | 250 | 250
MPPC (national row) | 50 | 50 | 50 | 500 | 1 | 1 | 1 | 50 | 1 | 50 | 50 | 50 | 50 | 1 | 50 | 50 | 10 | 100 | 100 | 10 | 100 | 100 | 100 | 100
min - MPPC (must be >= 0) | 200 | 200 | 200 | 0 | 249 | 249 | 249 | 200 | 249 | 200 | 200 | 200 | 200 | 249 | 200 | 200 | 240 | 150 | 150 | 240 | 150 | 150 | 150 | 150
max - min seed over states (0 = uniform) | 0 | 0 | 7013.5 | 0 | 0 | 4627.3 | 7953.4 | 0 | 0 | 0 | 0 | 2767.6 | 0 | 0 | 0 | 0 | 0 | 0 | 0 | 0 | 0 | 0 | 0 | 0
state-specific? (read from Keys) | no | no | yes | no | no | yes | yes | no | no | no | no | yes | no | no | no | no | no | no | no | no | no | no | no | no
verdict -- all sources at or above MPPC | PASS

## CSC-CSCPH
Multiple of annual build limit available for procurement
Headroom | 2

## CSC-CSCP
parameters | value
saturation | 0.2
scale parameter | 0.6
shape parameter | 3
location parameter | 0.5
cutoff parameter | 30000

## CSC-CSCSoCECBiaSY
Time (Year) | 2024 | 2025 | 2026 | 2027 | 2028 | 2029 | 2030 | 2031 | 2032 | 2033 | 2034 | 2035 | 2036 | 2037 | 2038 | 2039 | 2040 | 2041 | 2042 | 2043 | 2044 | 2045 | 2046 | 2047 | 2048 | 2049 | 2050
hard coal es | 1 | 1 | 1 | 1 | 1 | 1 | 1 | 1 | 1 | 1 | 1 | 1 | 1 | 1 | 1 | 1 | 1 | 1 | 1 | 1 | 1 | 1 | 1 | 1 | 1 | 1 | 1
natural gas steam turbine es | 1 | 1 | 1 | 1 | 1 | 1 | 1 | 1 | 1 | 1 | 1 | 1 | 1 | 1 | 1 | 1 | 1 | 1 | 1 | 1 | 1 | 1 | 1 | 1 | 1 | 1 | 1
natural gas combined cycle es | 1 | 1 | 1 | 1 | 1 | 1 | 1 | 1 | 1 | 1 | 1 | 1 | 1 | 1 | 1 | 1 | 1 | 1 | 1 | 1 | 1 | 1 | 1 | 1 | 1 | 1 | 1
nuclear es | 1 | 1 | 1 | 1 | 1 | 1 | 1 | 1 | 1 | 1 | 1 | 1 | 1 | 1 | 1 | 1 | 1 | 1 | 1 | 1 | 1 | 1 | 1 | 1 | 1 | 1 | 1
hydro es | 1 | 1 | 1 | 1 | 1 | 1 | 1 | 1 | 1 | 1 | 1 | 1 | 1 | 1 | 1 | 1 | 1 | 1 | 1 | 1 | 1 | 1 | 1 | 1 | 1 | 1 | 1
onshore wind es | 0.8 | 0.1 | 0.1 | 0.1 | 0.1 | 0.1 | 0.33333 | 0.56667 | 0.8 | 0.8 | 0.8 | 0.8 | 0.8 | 0.8 | 0.8 | 0.8 | 0.8 | 0.8 | 0.8 | 0.8 | 0.8 | 0.8 | 0.8 | 0.8 | 0.8 | 0.8 | 0.8
solar PV es | 1 | 1 | 1 | 1 | 1 | 1 | 1 | 1 | 1 | 1 | 1 | 1 | 1 | 1 | 1 | 1 | 1 | 1 | 1 | 1 | 1 | 1 | 1 | 1 | 1 | 1 | 1
solar thermal es | 1 | 1 | 1 | 1 | 1 | 1 | 1 | 1 | 1 | 1 | 1 | 1 | 1 | 1 | 1 | 1 | 1 | 1 | 1 | 1 | 1 | 1 | 1 | 1 | 1 | 1 | 1
biomass es | 1 | 1 | 1 | 1 | 1 | 1 | 1 | 1 | 1 | 1 | 1 | 1 | 1 | 1 | 1 | 1 | 1 | 1 | 1 | 1 | 1 | 1 | 1 | 1 | 1 | 1 | 1
geothermal es | 1 | 1 | 1 | 1 | 1 | 1 | 1 | 1 | 1 | 1 | 1 | 1 | 1 | 1 | 1 | 1 | 1 | 1 | 1 | 1 | 1 | 1 | 1 | 1 | 1 | 1 | 1
petroleum es | 1 | 1 | 1 | 1 | 1 | 1 | 1 | 1 | 1 | 1 | 1 | 1 | 1 | 1 | 1 | 1 | 1 | 1 | 1 | 1 | 1 | 1 | 1 | 1 | 1 | 1 | 1
natural gas peaker es | 1 | 1 | 1 | 1 | 1 | 1 | 1 | 1 | 1 | 1 | 1 | 1 | 1 | 1 | 1 | 1 | 1 | 1 | 1 | 1 | 1 | 1 | 1 | 1 | 1 | 1 | 1
lignite es | 1 | 1 | 1 | 1 | 1 | 1 | 1 | 1 | 1 | 1 | 1 | 1 | 1 | 1 | 1 | 1 | 1 | 1 | 1 | 1 | 1 | 1 | 1 | 1 | 1 | 1 | 1
offshore wind es | 1 | 1 | 1 | 1 | 1 | 1 | 1 | 1 | 1 | 1 | 1 | 1 | 1 | 1 | 1 | 1 | 1 | 1 | 1 | 1 | 1 | 1 | 1 | 1 | 1 | 1 | 1
crude oil es | 1 | 1 | 1 | 1 | 1 | 1 | 1 | 1 | 1 | 1 | 1 | 1 | 1 | 1 | 1 | 1 | 1 | 1 | 1 | 1 | 1 | 1 | 1 | 1 | 1 | 1 | 1
heavy or residual fuel oil es | 1 | 1 | 1 | 1 | 1 | 1 | 1 | 1 | 1 | 1 | 1 | 1 | 1 | 1 | 1 | 1 | 1 | 1 | 1 | 1 | 1 | 1 | 1 | 1 | 1 | 1 | 1
municipal solid waste es | 1 | 1 | 1 | 1 | 1 | 1 | 1 | 1 | 1 | 1 | 1 | 1 | 1 | 1 | 1 | 1 | 1 | 1 | 1 | 1 | 1 | 1 | 1 | 1 | 1 | 1 | 1
hard coal w CCS es | 1 | 1 | 1 | 1 | 1 | 1 | 1 | 1 | 1 | 1 | 1 | 1 | 1 | 1 | 1 | 1 | 1 | 1 | 1 | 1 | 1 | 1 | 1 | 1 | 1 | 1 | 1
natural gas combined cycle w CCS es | 1 | 1 | 1 | 1 | 1 | 1 | 1 | 1 | 1 | 1 | 1 | 1 | 1 | 1 | 1 | 1 | 1 | 1 | 1 | 1 | 1 | 1 | 1 | 1 | 1 | 1 | 1
biomass w CCS es | 1 | 1 | 1 | 1 | 1 | 1 | 1 | 1 | 1 | 1 | 1 | 1 | 1 | 1 | 1 | 1 | 1 | 1 | 1 | 1 | 1 | 1 | 1 | 1 | 1 | 1 | 1
lignite w CCS es | 1 | 1 | 1 | 1 | 1 | 1 | 1 | 1 | 1 | 1 | 1 | 1 | 1 | 1 | 1 | 1 | 1 | 1 | 1 | 1 | 1 | 1 | 1 | 1 | 1 | 1 | 1
small modular reactor es | 1 | 1 | 1 | 1 | 1 | 1 | 1 | 1 | 1 | 1 | 1 | 1 | 1 | 1 | 1 | 1 | 1 | 1 | 1 | 1 | 1 | 1 | 1 | 1 | 1 | 1 | 1
hydrogen combustion turbine es | 1 | 1 | 1 | 1 | 1 | 1 | 1 | 1 | 1 | 1 | 1 | 1 | 1 | 1 | 1 | 1 | 1 | 1 | 1 | 1 | 1 | 1 | 1 | 1 | 1 | 1 | 1
hydrogen combined cycle es | 1 | 1 | 1 | 1 | 1 | 1 | 1 | 1 | 1 | 1 | 1 | 1 | 1 | 1 | 1 | 1 | 1 | 1 | 1 | 1 | 1 | 1 | 1 | 1 | 1 | 1 | 1

## CSC-CSCSCbPT
Seed Capacity (MW)
hard coal | 250
natural gas steam turbine | 250
natural gas combined cycle | 250
nuclear | 500
hydro | 250
onshore wind | 1646.8
solar PV | 250
solar thermal | 250
biomass | 250
geothermal | 250
petroleum | 250
natural gas peaker | 419.2
lignite | 250
offshore wind | 250
crude oil | 250
heavy or residual fuel oil | 250
municipal solid waste | 250
hard coal w CCS | 250
natural gas combined cycle w CCS | 250
biomass w CCS | 250
lignite w CCS | 250
small modular reactor | 250
hydrogen combustion turbine | 250
hydrogen combined cycle | 250